## Sheet1
Company Code | Company Code Description | Plant | Plant Description | Storage Location | Storage Location Description | Material Type | Material Type Description | Material | Material Description | Material Group | Base Unit of Measure | Valuation Type | Unrestricted Use Stock | Quality Inspection Stock | Blocked Stock | In Transit Stock | Project Stock | WBS Element | Valuation Class | Valuation Description
5300 | UID Jawa Barat | 5311 | PLN UP3 Cirebon | 2000 | APJ Cirebon | ZST1 | PLN Stock Materials | 000000001060068 | TRF ACC;SERANDANG TRAFO 3P;1 TIANG | ZM0106 | SET | NORMAL | 5 | 0 | 0 | 0 | 0 |  | 1000 | HAR-Transformator
5300 | UID Jawa Barat | 5311 | PLN UP3 Cirebon | 2000 | APJ Cirebon | ZST1 | PLN Stock Materials | 000000001060069 | TRF ACC;SERANDANG TRAFO 3P;2 TIANG | ZM0106 | SET | NORMAL | 1 | 0 | 0 | 0 | 0 |  | 1000 | HAR-Transformator
5300 | UID Jawa Barat | 5311 | PLN UP3 Cirebon | 2000 | APJ Cirebon | ZST1 | PLN Stock Materials | 000000001030074 | TRF DIS;D3;20kV/400V;3P;100kVA;YZN5;OD | ZM0103 | U | NORMAL | 1 | 0 | 0 | 0 | 0 |  | 1000 | HAR-Transformator
5300 | UID Jawa Barat | 5311 | PLN UP3 Cirebon | 2000 | APJ Cirebon | ZST1 | PLN Stock Materials | 000000001030075 | TRF DIS;D3;20kV/400V;3P;160kVA;YZN5;OD | ZM0103 | U | NORMAL | 1 | 0 | 0 | 0 | 0 |  | 1000 | HAR-Transformator
5300 | UID Jawa Barat | 5311 | PLN UP3 Cirebon | 2000 | APJ Cirebon | ZST1 | PLN Stock Materials | 000000001030077 | TRF DIS;D3;20kV/400V;3P;250kVA;DYN5;OD | ZM0103 | U | NORMAL | 3 | 0 | 0 | 0 | 0 |  | 1000 | HAR-Transformator
5300 | UID Jawa Barat | 5311 | PLN UP3 Cirebon | 2000 | APJ Cirebon | ZST1 | PLN Stock Materials | 000000001030194 | TRF DIS;D3;20KV/400V;3P;400KVA;DYN5;ID | ZM0103 | U | NORMAL | 2 | 0 | 0 | 0 | 0 |  | 1000 | HAR-Transformator
5300 | UID Jawa Barat | 5311 | PLN UP3 Cirebon | 2000 | APJ Cirebon | ZST1 | PLN Stock Materials | 000000003120006 | CABLE PWR ACC;BUNDLE END PROTECTION | ZM0312 | SET | NORMAL | 1022 | 0 | 0 | 0 | 0 |  | 1001 | HAR-Switchgear&Jaringan
5300 | UID Jawa Barat | 5311 | PLN UP3 Cirebon | 2360 | Gd Ry Cilimus | ZST1 | PLN Stock Materials | 000000003120009 | CABLE PWR ACC;CABLE SHOE AL 240mm2 | ZM0312 | BH | NORMAL | 10 | 0 | 0 | 0 | 0 |  | 1001 | HAR-Switchgear&Jaringan
5300 | UID Jawa Barat | 5311 | PLN UP3 Cirebon | 2000 | APJ Cirebon | ZST1 | PLN Stock Materials | 000000003120009 | CABLE PWR ACC;CABLE SHOE AL 240mm2 | ZM0312 | BH | NORMAL | 61 | 0 | 0 | 0 | 0 |  | 1001 | HAR-Switchgear&Jaringan
5300 | UID Jawa Barat | 5311 | PLN UP3 Cirebon | 2000 | APJ Cirebon | ZST1 | PLN Stock Materials | 000000003120126 | CABLE PWR ACC;CABLE SHOE AL 35mm2 | ZM0312 | BH | NORMAL | 37 | 0 | 0 | 0 | 0 |  | 1001 | HAR-Switchgear&Jaringan
5300 | UID Jawa Barat | 5311 | PLN UP3 Cirebon | 2000 | APJ Cirebon | ZST1 | PLN Stock Materials | 000000003120123 | CABLE PWR ACC;CABLE SHOE AL 95mm2 | ZM0312 | BH | NORMAL | 150 | 0 | 0 | 0 | 0 |  | 1001 | HAR-Switchgear&Jaringan
5300 | UID Jawa Barat | 5311 | PLN UP3 Cirebon | 2000 | APJ Cirebon | ZST1 | PLN Stock Materials | 000000003120183 | CABLE PWR ACC;CABLE SHOE AL ID 1H 150mm2 | ZM0312 | BH | NORMAL | 20 | 0 | 0 | 0 | 0 |  | 1001 | HAR-Switchgear&Jaringan
5300 | UID Jawa Barat | 5311 | PLN UP3 Cirebon | 2000 | APJ Cirebon | ZST1 | PLN Stock Materials | 000000003120180 | CABLE PWR ACC;CABLE SHOE AL ID 1H 70mm2 | ZM0312 | BH | NORMAL | 14 | 0 | 0 | 0 | 0 |  | 1001 | HAR-Switchgear&Jaringan
5300 | UID Jawa Barat | 5311 | PLN UP3 Cirebon | 2000 | APJ Cirebon | ZST1 | PLN Stock Materials | 000000003120118 | CABLE PWR ACC;CABLE SHOE AL-CU 150mm2 | ZM0312 | BH | NORMAL | 143 | 0 | 0 | 0 | 0 |  | 1001 | HAR-Switchgear&Jaringan
5300 | UID Jawa Barat | 5311 | PLN UP3 Cirebon | 2000 | APJ Cirebon | ZST1 | PLN Stock Materials | 000000003120156 | CABLE PWR ACC;CABLE SHOE AL-CU 1H 70mm2 | ZM0312 | BH | NORMAL | 129 | 0 | 0 | 0 | 0 |  | 1001 | HAR-Switchgear&Jaringan
5300 | UID Jawa Barat | 5311 | PLN UP3 Cirebon | 2320 | Gd Ry Sumber | ZST1 | PLN Stock Materials | 000000003120115 | CABLE PWR ACC;CABLE SHOE AL-CU 70mm2 | ZM0312 | BH | NORMAL | 22 | 0 | 0 | 0 | 0 |  | 1001 | HAR-Switchgear&Jaringan
5300 | UID Jawa Barat | 5311 | PLN UP3 Cirebon | 2320 | Gd Ry Sumber | ZST1 | PLN Stock Materials | 000000003120121 | CABLE PWR ACC;CABLE SHOE CU 240mm2 | ZM0312 | BH | NORMAL | 10 | 0 | 0 | 0 | 0 |  | 1001 | HAR-Switchgear&Jaringan
5300 | UID Jawa Barat | 5311 | PLN UP3 Cirebon | 2000 | APJ Cirebon | ZST1 | PLN Stock Materials | 000000003120121 | CABLE PWR ACC;CABLE SHOE CU 240mm2 | ZM0312 | BH | NORMAL | 330 | 0 | 0 | 0 | 0 |  | 1001 | HAR-Switchgear&Jaringan
5300 | UID Jawa Barat | 5311 | PLN UP3 Cirebon | 2320 | Gd Ry Sumber | ZST1 | PLN Stock Materials | 000000003120017 | CABLE PWR ACC;CABLE SHOE CU 50mm2 | ZM0312 | BH | NORMAL | 3 | 0 | 0 | 0 | 0 |  | 1001 | HAR-Switchgear&Jaringan
5300 | UID Jawa Barat | 5311 | PLN UP3 Cirebon | 2000 | APJ Cirebon | ZST1 | PLN Stock Materials | 000000003120017 | CABLE PWR ACC;CABLE SHOE CU 50mm2 | ZM0312 | BH | NORMAL | 308 | 0 | 0 | 0 | 0 |  | 1001 | HAR-Switchgear&Jaringan
5300 | UID Jawa Barat | 5311 | PLN UP3 Cirebon | 2320 | Gd Ry Sumber | ZST1 | PLN Stock Materials | 000000003120114 | CABLE PWR ACC;CABLE SHOE CU 70mm2 | ZM0312 | BH | NORMAL | 11 | 0 | 0 | 0 | 0 |  | 1001 | HAR-Switchgear&Jaringan
5300 | UID Jawa Barat | 5311 | PLN UP3 Cirebon | 2300 | Gd Ry CirebonKot | ZST1 | PLN Stock Materials | 000000003120114 | CABLE PWR ACC;CABLE SHOE CU 70mm2 | ZM0312 | BH | NORMAL | 72 | 0 | 0 | 0 | 0 |  | 1001 | HAR-Switchgear&Jaringan
5300 | UID Jawa Barat | 5311 | PLN UP3 Cirebon | 2320 | Gd Ry Sumber | ZST1 | PLN Stock Materials | 000000003120018 | CABLE PWR ACC;CABLE SHOE CU 95mm2 | ZM0312 | BH | NORMAL | 16 | 0 | 0 | 0 | 0 |  | 1001 | HAR-Switchgear&Jaringan
5300 | UID Jawa Barat | 5311 | PLN UP3 Cirebon | 2000 | APJ Cirebon | ZST1 | PLN Stock Materials | 000000003120227 | CABLE PWR ACC;CABLE SHOE CU ID 1H 50mm2 | ZM0312 | BH | NORMAL | 97 | 0 | 0 | 0 | 0 |  | 1001 | HAR-Switchgear&Jaringan
5300 | UID Jawa Barat | 5311 | PLN UP3 Cirebon | 2000 | APJ Cirebon | ZST1 | PLN Stock Materials | 000000003120228 | CABLE PWR ACC;CABLE SHOE CU ID 1H 70mm2 | ZM0312 | BH | NORMAL | 164 | 0 | 0 | 0 | 0 |  | 1001 | HAR-Switchgear&Jaringan
5300 | UID Jawa Barat | 5311 | PLN UP3 Cirebon | 2000 | APJ Cirebon | ZST1 | PLN Stock Materials | 000000003120229 | CABLE PWR ACC;CABLE SHOE CU ID 1H 95mm2 | ZM0312 | BH | NORMAL | 112 | 0 | 0 | 0 | 0 |  | 1001 | HAR-Switchgear&Jaringan
5300 | UID Jawa Barat | 5311 | PLN UP3 Cirebon | 2340 | Gd Ry Ciledug | ZST1 | PLN Stock Materials | 000000003120033 | CABLE PWR ACC;DEAD END ASSY ADJ 70mm | ZM0312 | SET | NORMAL | 14 | 0 | 0 | 0 | 0 |  | 1001 | HAR-Switchgear&Jaringan
5300 | UID Jawa Barat | 5311 | PLN UP3 Cirebon | 2000 | APJ Cirebon | ZST1 | PLN Stock Materials | 000000003120033 | CABLE PWR ACC;DEAD END ASSY ADJ 70mm | ZM0312 | SET | NORMAL | 1107 | 0 | 0 | 0 | 0 |  | 1001 | HAR-Switchgear&Jaringan
5300 | UID Jawa Barat | 5311 | PLN UP3 Cirebon | 2320 | Gd Ry Sumber | ZST1 | PLN Stock Materials | 000000003120038 | CABLE PWR ACC;DEAD END ASSY FIXED 70mm | ZM0312 | SET | NORMAL | 10 | 0 | 0 | 0 | 0 |  | 1001 | HAR-Switchgear&Jaringan
5300 | UID Jawa Barat | 5311 | PLN UP3 Cirebon | 2000 | APJ Cirebon | ZST1 | PLN Stock Materials | 000000003120038 | CABLE PWR ACC;DEAD END ASSY FIXED 70mm | ZM0312 | SET | NORMAL | 487 | 0 | 0 | 0 | 0 |  | 1001 | HAR-Switchgear&Jaringan
5300 | UID Jawa Barat | 5311 | PLN UP3 Cirebon | 2000 | APJ Cirebon | ZST1 | PLN Stock Materials | 000000003120347 | CABLE PWR ACC;HEATSHRINK 50mm | ZM0312 | BH | NORMAL | 375 | 0 | 0 | 0 | 0 |  | 1001 | HAR-Switchgear&Jaringan
5300 | UID Jawa Barat | 5311 | PLN UP3 Cirebon | 2000 | APJ Cirebon | ZST1 | PLN Stock Materials | 000000003120058 | CABLE PWR ACC;LARGE ANGLE ASSY 70mm | ZM0312 | SET | NORMAL | 1245 | 0 | 0 | 0 | 0 |  | 1001 | HAR-Switchgear&Jaringan
5300 | UID Jawa Barat | 5311 | PLN UP3 Cirebon | 2000 | APJ Cirebon | ZST1 | PLN Stock Materials | 000000003120060 | CABLE PWR ACC;LINK 25X25mm | ZM0312 | BH | NORMAL | 89 | 0 | 0 | 0 | 0 |  | 1001 | HAR-Switchgear&Jaringan
5300 | UID Jawa Barat | 5311 | PLN UP3 Cirebon | 2000 | APJ Cirebon | ZST1 | PLN Stock Materials | 000000003120077 | CABLE PWR ACC;STAINLEES STEEL STRIP SSS | ZM0312 | M | NORMAL | 2197 | 0 | 0 | 0 | 0 |  | 1001 | HAR-Switchgear&Jaringan
5300 | UID Jawa Barat | 5311 | PLN UP3 Cirebon | 2000 | APJ Cirebon | ZST1 | PLN Stock Materials | 000000003120079 | CABLE PWR ACC;STOPPING BUCKLE SSS 20 x 0 | ZM0312 | BH | NORMAL | 982 | 0 | 0 | 0 | 0 |  | 1001 | HAR-Switchgear&Jaringan
5300 | UID Jawa Barat | 5311 | PLN UP3 Cirebon | 2360 | Gd Ry Cilimus | ZST1 | PLN Stock Materials | 000000003120330 | CABLE PWR ACC;STRAIN HOOK EKOR BABI 1.5" | ZM0312 | BH | NORMAL | 323 | 0 | 0 | 0 | 0 |  | 1001 | HAR-Switchgear&Jaringan
5300 | UID Jawa Barat | 5311 | PLN UP3 Cirebon | 2340 | Gd Ry Ciledug | ZST1 | PLN Stock Materials | 000000003120330 | CABLE PWR ACC;STRAIN HOOK EKOR BABI 1.5" | ZM0312 | BH | NORMAL | 150 | 0 | 0 | 0 | 0 |  | 1001 | HAR-Switchgear&Jaringan
5300 | UID Jawa Barat | 5311 | PLN UP3 Cirebon | 2320 | Gd Ry Sumber | ZST1 | PLN Stock Materials | 000000003120330 | CABLE PWR ACC;STRAIN HOOK EKOR BABI 1.5" | ZM0312 | BH | NORMAL | 4112 | 0 | 0 | 0 | 0 |  | 1001 | HAR-Switchgear&Jaringan
5300 | UID Jawa Barat | 5311 | PLN UP3 Cirebon | 2310 | Gd Ry Kuningan | ZST1 | PLN Stock Materials | 000000003120330 | CABLE PWR ACC;STRAIN HOOK EKOR BABI 1.5" | ZM0312 | BH | NORMAL | 1934 | 0 | 0 | 0 | 0 |  | 1001 | HAR-Switchgear&Jaringan
5300 | UID Jawa Barat | 5311 | PLN UP3 Cirebon | 2300 | Gd Ry CirebonKot | ZST1 | PLN Stock Materials | 000000003120330 | CABLE PWR ACC;STRAIN HOOK EKOR BABI 1.5" | ZM0312 | BH | NORMAL | 151 | 0 | 0 | 0 | 0 |  | 1001 | HAR-Switchgear&Jaringan
5300 | UID Jawa Barat | 5311 | PLN UP3 Cirebon | 2000 | APJ Cirebon | ZST1 | PLN Stock Materials | 000000003120330 | CABLE PWR ACC;STRAIN HOOK EKOR BABI 1.5" | ZM0312 | BH | NORMAL | 10929 | 0 | 0 | 0 | 0 |  | 1001 | HAR-Switchgear&Jaringan
5300 | UID Jawa Barat | 5311 | PLN UP3 Cirebon | 2340 | Gd Ry Ciledug | ZST1 | PLN Stock Materials | 000000003120092 | CABLE PWR ACC;SUSPENSION ASSY 70mm | ZM0312 | SET | NORMAL | 5 | 0 | 0 | 0 | 0 |  | 1001 | HAR-Switchgear&Jaringan
5300 | UID Jawa Barat | 5311 | PLN UP3 Cirebon | 2320 | Gd Ry Sumber | ZST1 | PLN Stock Materials | 000000003120092 | CABLE PWR ACC;SUSPENSION ASSY 70mm | ZM0312 | SET | NORMAL | 10 | 0 | 0 | 0 | 0 |  | 1001 | HAR-Switchgear&Jaringan
5300 | UID Jawa Barat | 5311 | PLN UP3 Cirebon | 2000 | APJ Cirebon | ZST1 | PLN Stock Materials | 000000003120092 | CABLE PWR ACC;SUSPENSION ASSY 70mm | ZM0312 | SET | NORMAL | 1227 | 0 | 0 | 0 | 0 |  | 1001 | HAR-Switchgear&Jaringan
5300 | UID Jawa Barat | 5311 | PLN UP3 Cirebon | 2360 | Gd Ry Cilimus | ZST1 | PLN Stock Materials | 000000003120142 | CABLE PWR ACC;WEDGE CLAMP 2x(6-16)mm | ZM0312 | BH | NORMAL | 668 | 0 | 0 | 0 | 0 |  | 1001 | HAR-Switchgear&Jaringan
5300 | UID Jawa Barat | 5311 | PLN UP3 Cirebon | 2340 | Gd Ry Ciledug | ZST1 | PLN Stock Materials | 000000003120142 | CABLE PWR ACC;WEDGE CLAMP 2x(6-16)mm | ZM0312 | BH | NORMAL | 430 | 0 | 0 | 0 | 0 |  | 1001 | HAR-Switchgear&Jaringan
5300 | UID Jawa Barat | 5311 | PLN UP3 Cirebon | 2320 | Gd Ry Sumber | ZST1 | PLN Stock Materials | 000000003120142 | CABLE PWR ACC;WEDGE CLAMP 2x(6-16)mm | ZM0312 | BH | NORMAL | 10440 | 0 | 0 | 0 | 0 |  | 1001 | HAR-Switchgear&Jaringan
5300 | UID Jawa Barat | 5311 | PLN UP3 Cirebon | 2310 | Gd Ry Kuningan | ZST1 | PLN Stock Materials | 000000003120142 | CABLE PWR ACC;WEDGE CLAMP 2x(6-16)mm | ZM0312 | BH | NORMAL | 3450 | 0 | 0 | 0 | 0 |  | 1001 | HAR-Switchgear&Jaringan
5300 | UID Jawa Barat | 5311 | PLN UP3 Cirebon | 2300 | Gd Ry CirebonKot | ZST1 | PLN Stock Materials | 000000003120142 | CABLE PWR ACC;WEDGE CLAMP 2x(6-16)mm | ZM0312 | BH | NORMAL | 2386 | 0 | 0 | 0 | 0 |  | 1001 | HAR-Switchgear&Jaringan
5300 | UID Jawa Barat | 5311 | PLN UP3 Cirebon | 2000 | APJ Cirebon | ZST1 | PLN Stock Materials | 000000003120142 | CABLE PWR ACC;WEDGE CLAMP 2x(6-16)mm | ZM0312 | BH | NORMAL | 5420 | 0 | 0 | 0 | 0 |  | 1001 | HAR-Switchgear&Jaringan
5300 | UID Jawa Barat | 5311 | PLN UP3 Cirebon | 2000 | APJ Cirebon | ZST1 | PLN Stock Materials | 000000003110010 | CABLE PWR;N2XSY;1X35mm2;20kV;UG | ZM0311 | M | NORMAL | 40 | 0 | 0 | 0 | 0 |  | 1001 | HAR-Switchgear&Jaringan
5300 | UID Jawa Barat | 5311 | PLN UP3 Cirebon | 2340 | Gd Ry Ciledug | ZST1 | PLN Stock Materials | 000000003110025 | CABLE PWR;NFA2X;2X10mm2;0.6/1kV;OH | ZM0311 | M | NORMAL | 1000 | 0 | 0 | 0 | 0 |  | 1001 | HAR-Switchgear&Jaringan
5300 | UID Jawa Barat | 5311 | PLN UP3 Cirebon | 2320 | Gd Ry Sumber | ZST1 | PLN Stock Materials | 000000003110025 | CABLE PWR;NFA2X;2X10mm2;0.6/1kV;OH | ZM0311 | M | NORMAL | 8579 | 0 | 0 | 0 | 0 |  | 1001 | HAR-Switchgear&Jaringan
5300 | UID Jawa Barat | 5311 | PLN UP3 Cirebon | 2000 | APJ Cirebon | ZST1 | PLN Stock Materials | 000000003110025 | CABLE PWR;NFA2X;2X10mm2;0.6/1kV;OH | ZM0311 | M | NORMAL | 24000 | 0 | 0 | 0 | 0 |  | 1001 | HAR-Switchgear&Jaringan
5300 | UID Jawa Barat | 5311 | PLN UP3 Cirebon | 2320 | Gd Ry Sumber | ZST1 | PLN Stock Materials | 000000003110029 | CABLE PWR;NFA2X;4X16mm2;0.6/1kV;OH | ZM0311 | M | NORMAL | 200 | 0 | 0 | 0 | 0 |  | 1001 | HAR-Switchgear&Jaringan
5300 | UID Jawa Barat | 5311 | PLN UP3 Cirebon | 2320 | Gd Ry Sumber | ZST1 | PLN Stock Materials | 000000003110516 | CABLE PWR;NYY;1X150mm2;0.6/1kV;Opstig | ZM0311 | M | NORMAL | 96 | 0 | 0 | 0 | 0 |  | 1001 | HAR-Switchgear&Jaringan
5300 | UID Jawa Barat | 5311 | PLN UP3 Cirebon | 2000 | APJ Cirebon | ZST1 | PLN Stock Materials | 000000003110516 | CABLE PWR;NYY;1X150mm2;0.6/1kV;Opstig | ZM0311 | M | NORMAL | 21 | 0 | 0 | 0 | 0 |  | 1001 | HAR-Switchgear&Jaringan
5300 | UID Jawa Barat | 5311 | PLN UP3 Cirebon | 2000 | APJ Cirebon | ZST1 | PLN Stock Materials | 000000003110517 | CABLE PWR;NYY;1X240mm2;0.6/1kV;Opstig | ZM0311 | M | NORMAL | 3 | 0 | 0 | 0 | 0 |  | 1001 | HAR-Switchgear&Jaringan
5300 | UID Jawa Barat | 5311 | PLN UP3 Cirebon | 2000 | APJ Cirebon | ZST1 | PLN Stock Materials | 000000003110514 | CABLE PWR;NYY;1X70mm2;0.6/1kV;Opstig | ZM0311 | M | NORMAL | 140 | 0 | 0 | 0 | 0 |  | 1001 | HAR-Switchgear&Jaringan
5300 | UID Jawa Barat | 5311 | PLN UP3 Cirebon | 2000 | APJ Cirebon | ZST1 | PLN Stock Materials | 000000003110515 | CABLE PWR;NYY;1X95mm2;0.6/1kV;Opstig | ZM0311 | M | NORMAL | 698 | 0 | 0 | 0 | 0 |  | 1001 | HAR-Switchgear&Jaringan
5300 | UID Jawa Barat | 5311 | PLN UP3 Cirebon | 2000 | APJ Cirebon | ZST1 | PLN Stock Materials | 000000003060382 | COND ACC;DOUBLE SIDE TIE 150mm2 | ZM0306 | BH | NORMAL | 23 | 0 | 0 | 0 | 0 |  | 1001 | HAR-Switchgear&Jaringan
5300 | UID Jawa Barat | 5311 | PLN UP3 Cirebon | 2000 | APJ Cirebon | ZST1 | PLN Stock Materials | 000000003060300 | COND ACC;DOUBLE SIDE TIE 240mm2 | ZM0306 | BH | NORMAL | 40 | 0 | 0 | 0 | 0 |  | 1001 | HAR-Switchgear&Jaringan
5300 | UID Jawa Barat | 5311 | PLN UP3 Cirebon | 2000 | APJ Cirebon | ZST1 | PLN Stock Materials | 000000003060103 | COND ACC;JOINT AL 240mm2 COMP | ZM0306 | BH | NORMAL | 5 | 0 | 0 | 0 | 0 |  | 1001 | HAR-Switchgear&Jaringan
5300 | UID Jawa Barat | 5311 | PLN UP3 Cirebon | 2000 | APJ Cirebon | ZST1 | PLN Stock Materials | 000000003060284 | COND ACC;JOINT ALCU 70mm2 | ZM0306 | BH | NORMAL | 220 | 0 | 0 | 0 | 0 |  | 1001 | HAR-Switchgear&Jaringan
5300 | UID Jawa Barat | 5311 | PLN UP3 Cirebon | 2320 | Gd Ry Sumber | ZST1 | PLN Stock Materials | 000000003060213 | COND ACC;JOINT ALCU 70mm2 INSUL | ZM0306 | BH | NORMAL | 20 | 0 | 0 | 0 | 0 |  | 1001 | HAR-Switchgear&Jaringan
5300 | UID Jawa Barat | 5311 | PLN UP3 Cirebon | 2340 | Gd Ry Ciledug | ZST1 | PLN Stock Materials | 000000003060145 | COND ACC;JOINT SLEEVE AL 150mm2 | ZM0306 | BH | NORMAL | 2 | 0 | 0 | 0 | 0 |  | 1001 | HAR-Switchgear&Jaringan
5300 | UID Jawa Barat | 5311 | PLN UP3 Cirebon | 2000 | APJ Cirebon | ZST1 | PLN Stock Materials | 000000003060145 | COND ACC;JOINT SLEEVE AL 150mm2 | ZM0306 | BH | NORMAL | 85 | 0 | 0 | 0 | 0 |  | 1001 | HAR-Switchgear&Jaringan
5300 | UID Jawa Barat | 5311 | PLN UP3 Cirebon | 2360 | Gd Ry Cilimus | ZST1 | PLN Stock Materials | 000000003060146 | COND ACC;JOINT SLEEVE AL 240mm2 | ZM0306 | BH | NORMAL | 16 | 0 | 0 | 0 | 0 |  | 1001 | HAR-Switchgear&Jaringan
5300 | UID Jawa Barat | 5311 | PLN UP3 Cirebon | 2310 | Gd Ry Kuningan | ZST1 | PLN Stock Materials | 000000003060146 | COND ACC;JOINT SLEEVE AL 240mm2 | ZM0306 | BH | NORMAL | 4 | 0 | 0 | 0 | 0 |  | 1001 | HAR-Switchgear&Jaringan
5300 | UID Jawa Barat | 5311 | PLN UP3 Cirebon | 2000 | APJ Cirebon | ZST1 | PLN Stock Materials | 000000003060146 | COND ACC;JOINT SLEEVE AL 240mm2 | ZM0306 | BH | NORMAL | 229 | 0 | 0 | 0 | 0 |  | 1001 | HAR-Switchgear&Jaringan
5300 | UID Jawa Barat | 5311 | PLN UP3 Cirebon | 2000 | APJ Cirebon | ZST1 | PLN Stock Materials | 000000003060143 | COND ACC;JOINT SLEEVE AL 70mm2 | ZM0306 | BH | NORMAL | 96 | 0 | 0 | 0 | 0 |  | 1001 | HAR-Switchgear&Jaringan
5300 | UID Jawa Barat | 5311 | PLN UP3 Cirebon | 2000 | APJ Cirebon | ZST1 | PLN Stock Materials | 000000003060290 | COND ACC;JOINT SLEEVE ALCU 70-95mm2 | ZM0306 | BH | NORMAL | 50 | 0 | 0 | 0 | 0 |  | 1001 | HAR-Switchgear&Jaringan
5300 | UID Jawa Barat | 5311 | PLN UP3 Cirebon | 2000 | APJ Cirebon | ZST1 | PLN Stock Materials | 000000003060132 | COND ACC;NON TENSION JOINT AL 150mm2 | ZM0306 | BH | NORMAL | 51 | 0 | 0 | 0 | 0 |  | 1001 | HAR-Switchgear&Jaringan
5300 | UID Jawa Barat | 5311 | PLN UP3 Cirebon | 2000 | APJ Cirebon | ZST1 | PLN Stock Materials | 000000003060130 | COND ACC;NON TENSION JOINT AL 70mm2 | ZM0306 | BH | NORMAL | 100 | 0 | 0 | 0 | 0 |  | 1001 | HAR-Switchgear&Jaringan
5300 | UID Jawa Barat | 5311 | PLN UP3 Cirebon | 2320 | Gd Ry Sumber | ZST1 | PLN Stock Materials | 000000003060051 | COND ACC;PLSTIC TREE GUARD 150MM2 | ZM0306 | M | NORMAL | 200 | 0 | 0 | 0 | 0 |  | 1001 | HAR-Switchgear&Jaringan
5300 | UID Jawa Barat | 5311 | PLN UP3 Cirebon | 2000 | APJ Cirebon | ZST1 | PLN Stock Materials | 000000003060051 | COND ACC;PLSTIC TREE GUARD 150MM2 | ZM0306 | M | NORMAL | 460 | 0 | 0 | 0 | 0 |  | 1001 | HAR-Switchgear&Jaringan
5300 | UID Jawa Barat | 5311 | PLN UP3 Cirebon | 2360 | Gd Ry Cilimus | ZST1 | PLN Stock Materials | 000000003060504 | COND ACC;SIDE TIE 150mm2 | ZM0306 | BH | NORMAL | 3 | 0 | 0 | 0 | 0 |  | 1001 | HAR-Switchgear&Jaringan
5300 | UID Jawa Barat | 5311 | PLN UP3 Cirebon | 2000 | APJ Cirebon | ZST1 | PLN Stock Materials | 000000003060504 | COND ACC;SIDE TIE 150mm2 | ZM0306 | BH | NORMAL | 649 | 0 | 0 | 0 | 0 |  | 1001 | HAR-Switchgear&Jaringan
5300 | UID Jawa Barat | 5311 | PLN UP3 Cirebon | 2000 | APJ Cirebon | ZST1 | PLN Stock Materials | 000000003060295 | COND ACC;SIDE TIE 240mm2 | ZM0306 | BH | NORMAL | 500 | 0 | 0 | 0 | 0 |  | 1001 | HAR-Switchgear&Jaringan
5300 | UID Jawa Barat | 5311 | PLN UP3 Cirebon | 2320 | Gd Ry Sumber | ZST1 | PLN Stock Materials | 000000003061771 | COND ACC;TAP CONN 10-16mm2;TYPE G;HS | ZM0306 | SET | NORMAL | 800 | 0 | 0 | 0 | 0 |  | 1001 | HAR-Switchgear&Jaringan
5300 | UID Jawa Barat | 5311 | PLN UP3 Cirebon | 2000 | APJ Cirebon | ZST1 | PLN Stock Materials | 000000003061771 | COND ACC;TAP CONN 10-16mm2;TYPE G;HS | ZM0306 | SET | NORMAL | 7200 | 0 | 0 | 0 | 0 |  | 1001 | HAR-Switchgear&Jaringan
5300 | UID Jawa Barat | 5311 | PLN UP3 Cirebon | 2320 | Gd Ry Sumber | ZST1 | PLN Stock Materials | 000000003060095 | COND ACC;TAP CONN KDP AIR 10-25/10-25MM2 | ZM0306 | BH | NORMAL | 1000 | 0 | 0 | 0 | 0 |  | 1001 | HAR-Switchgear&Jaringan
5300 | UID Jawa Barat | 5311 | PLN UP3 Cirebon | 2000 | APJ Cirebon | ZST1 | PLN Stock Materials | 000000003060677 | COND ACC;TOP TIES 150MM2 | ZM0306 | BH | NORMAL | 2044 | 0 | 0 | 0 | 0 |  | 1001 | HAR-Switchgear&Jaringan
5300 | UID Jawa Barat | 5311 | PLN UP3 Cirebon | 2000 | APJ Cirebon | ZST1 | PLN Stock Materials | 000000003050084 | CONDUCTOR;AAAC-S;150mm2; | ZM0305 | M | NORMAL | 36066 | 0 | 0 | 0 | 0 |  | 1001 | HAR-Switchgear&Jaringan
5300 | UID Jawa Barat | 5311 | PLN UP3 Cirebon | 2000 | APJ Cirebon | ZST1 | PLN Stock Materials | 000000003050030 | CONDUCTOR;CU;50mm2;19.28kN | ZM0305 | M | NORMAL | 197 | 0 | 0 | 0 | 0 |  | 1001 | HAR-Switchgear&Jaringan
5300 | UID Jawa Barat | 5311 | PLN UP3 Cirebon | 2000 | APJ Cirebon | ZST1 | PLN Stock Materials | 000000003280456 | CONN;1KV;CCO;AL;35-50/10-16;INSUL;PITA | ZM0328 | BH | NORMAL | 5000 | 0 | 0 | 0 | 0 |  | 1001 | HAR-Switchgear&Jaringan
5300 | UID Jawa Barat | 5311 | PLN UP3 Cirebon | 2000 | APJ Cirebon | ZST1 | PLN Stock Materials | 000000003280461 | CONN;1KV;CCO;AL;70-95/25-35;INSUL;PITA | ZM0328 | BH | NORMAL | 27 | 0 | 0 | 0 | 0 |  | 1001 | HAR-Switchgear&Jaringan
5300 | UID Jawa Barat | 5311 | PLN UP3 Cirebon | 2000 | APJ Cirebon | ZST1 | PLN Stock Materials | 000000003280145 | CONN;20kV;CIRCLE;AL;150/150mm2;PRS; | ZM0328 | BH | NORMAL | 139 | 0 | 0 | 0 | 0 |  | 1001 | HAR-Switchgear&Jaringan
5300 | UID Jawa Barat | 5311 | PLN UP3 Cirebon | 2340 | Gd Ry Ciledug | ZST1 | PLN Stock Materials | 000000003280146 | CONN;20kV;CIRCLE;AL;150/240mm2;PRS; | ZM0328 | BH | NORMAL | 16 | 0 | 0 | 0 | 0 |  | 1001 | HAR-Switchgear&Jaringan
5300 | UID Jawa Barat | 5311 | PLN UP3 Cirebon | 2320 | Gd Ry Sumber | ZST1 | PLN Stock Materials | 000000003280146 | CONN;20kV;CIRCLE;AL;150/240mm2;PRS; | ZM0328 | BH | NORMAL | 10 | 0 | 0 | 0 | 0 |  | 1001 | HAR-Switchgear&Jaringan
5300 | UID Jawa Barat | 5311 | PLN UP3 Cirebon | 2000 | APJ Cirebon | ZST1 | PLN Stock Materials | 000000003280146 | CONN;20kV;CIRCLE;AL;150/240mm2;PRS; | ZM0328 | BH | NORMAL | 78 | 0 | 0 | 0 | 0 |  | 1001 | HAR-Switchgear&Jaringan
5300 | UID Jawa Barat | 5311 | PLN UP3 Cirebon | 2340 | Gd Ry Ciledug | ZST1 | PLN Stock Materials | 000000003280184 | CONN;20kV;CIRCLE;AL;240/240mm2;PRS; | ZM0328 | BH | NORMAL | 11 | 0 | 0 | 0 | 0 |  | 1001 | HAR-Switchgear&Jaringan
5300 | UID Jawa Barat | 5311 | PLN UP3 Cirebon | 2000 | APJ Cirebon | ZST1 | PLN Stock Materials | 000000003280184 | CONN;20kV;CIRCLE;AL;240/240mm2;PRS; | ZM0328 | BH | NORMAL | 52 | 0 | 0 | 0 | 0 |  | 1001 | HAR-Switchgear&Jaringan
5300 | UID Jawa Barat | 5311 | PLN UP3 Cirebon | 2340 | Gd Ry Ciledug | ZST1 | PLN Stock Materials | 000000003280094 | CONN;20kV;H;AL;35-35mm2;PRS; | ZM0328 | BH | NORMAL | 15 | 0 | 0 | 0 | 0 |  | 1001 | HAR-Switchgear&Jaringan
5300 | UID Jawa Barat | 5311 | PLN UP3 Cirebon | 2000 | APJ Cirebon | ZST1 | PLN Stock Materials | 000000003280025 | CONN;;PG;AL;70mm2;2BOLT | ZM0328 | BH | NORMAL | 137 | 0 | 0 | 0 | 0 |  | 1001 | HAR-Switchgear&Jaringan
5300 | UID Jawa Barat | 5311 | PLN UP3 Cirebon | 2000 | APJ Cirebon | ZST1 | PLN Stock Materials | 000000003280035 | CONN;;PG;CU;50/95mm2; | ZM0328 | BH | NORMAL | 96 | 0 | 0 | 0 | 0 |  | 1001 | HAR-Switchgear&Jaringan
5300 | UID Jawa Barat | 5311 | PLN UP3 Cirebon | 2000 | APJ Cirebon | ZST1 | PLN Stock Materials | 000000002053015 | CT;20kV;K;100/5-5A;0.2S;15-10VA;ID | ZM0205 | BH | NORMAL | 3 | 0 | 0 | 0 | 0 |  | 1001 | HAR-Switchgear&Jaringan
5300 | UID Jawa Barat | 5311 | PLN UP3 Cirebon | 2000 | APJ Cirebon | ZST1 | PLN Stock Materials | 000000002050927 | CT;20kV;K;10/5-5A;0.2S;15-10VA;ID | ZM0205 | BH | NORMAL | 3 | 0 | 0 | 0 | 0 |  | 1001 | HAR-Switchgear&Jaringan
5300 | UID Jawa Barat | 5311 | PLN UP3 Cirebon | 2000 | APJ Cirebon | ZST1 | PLN Stock Materials | 000000002053252 | CT;20kV;K;150/5-5A;0.2S;15-10VA;ID | ZM0205 | BH | NORMAL | 3 | 0 | 0 | 0 | 0 |  | 1001 | HAR-Switchgear&Jaringan
5300 | UID Jawa Barat | 5311 | PLN UP3 Cirebon | 2000 | APJ Cirebon | ZST1 | PLN Stock Materials | 000000002053254 | CT;20kV;K;200/5-5A;0.2S;15-10VA;ID | ZM0205 | BH | NORMAL | 3 | 0 | 0 | 0 | 0 |  | 1001 | HAR-Switchgear&Jaringan
5300 | UID Jawa Barat | 5311 | PLN UP3 Cirebon | 2000 | APJ Cirebon | ZST1 | PLN Stock Materials | 000000002050929 | CT;20kV;K;20/5-5A;0.2S;15-10VA;ID | ZM0205 | BH | NORMAL | 6 | 0 | 0 | 0 | 0 |  | 1001 | HAR-Switchgear&Jaringan
5300 | UID Jawa Barat | 5311 | PLN UP3 Cirebon | 2300 | Gd Ry CirebonKot | ZST1 | PLN Stock Materials | 000000002050128 | CT;380/220V;SQUARE;100/5A;0.5;5VA;P | ZM0205 | BH | NORMAL | 3 | 0 | 0 | 0 | 0 |  | 1001 | HAR-Switchgear&Jaringan
5300 | UID Jawa Barat | 5311 | PLN UP3 Cirebon | 2000 | APJ Cirebon | ZST1 | PLN Stock Materials | 000000002050128 | CT;380/220V;SQUARE;100/5A;0.5;5VA;P | ZM0205 | BH | NORMAL | 63 | 0 | 0 | 0 | 0 |  | 1001 | HAR-Switchgear&Jaringan
5300 | UID Jawa Barat | 5311 | PLN UP3 Cirebon | 2000 | APJ Cirebon | ZST1 | PLN Stock Materials | 000000002050133 | CT;380/220V;SQUARE;150/5A;0.5;5VA;P | ZM0205 | BH | NORMAL | 3 | 0 | 0 | 0 | 0 |  | 1001 | HAR-Switchgear&Jaringan
5300 | UID Jawa Barat | 5311 | PLN UP3 Cirebon | 2000 | APJ Cirebon | ZST1 | PLN Stock Materials | 000000002050139 | CT;380/220V;SQUARE;250/5A;0.5;5VA;P | ZM0205 | BH | NORMAL | 12 | 0 | 0 | 0 | 0 |  | 1001 | HAR-Switchgear&Jaringan
5300 | UID Jawa Barat | 5311 | PLN UP3 Cirebon | 2000 | APJ Cirebon | ZST1 | PLN Stock Materials | 000000002050142 | CT;380/220V;SQUARE;300/5A;0.5;5VA;P | ZM0205 | BH | NORMAL | 9 | 0 | 0 | 0 | 0 |  | 1001 | HAR-Switchgear&Jaringan
5300 | UID Jawa Barat | 5311 | PLN UP3 Cirebon | 2000 | APJ Cirebon | ZST1 | PLN Stock Materials | 000000002160046 | CUB ACC;HEATER | ZM0216 | BH | NORMAL | 120 | 0 | 0 | 0 | 0 |  | 1001 | HAR-Switchgear&Jaringan
5300 | UID Jawa Barat | 5311 | PLN UP3 Cirebon | 2000 | APJ Cirebon | ZST1 | PLN Stock Materials | 000000002150134 | CUB;ISO;CBOG;24kV;630A;16kA; | ZM0215 | SET | NORMAL | 2 | 0 | 0 | 0 | 0 |  | 1001 | HAR-Switchgear&Jaringan
5300 | UID Jawa Barat | 5311 | PLN UP3 Cirebon | 2000 | APJ Cirebon | ZST1 | PLN Stock Materials | 000000002150605 | CUB;N ISO;TP;24KV;630A;16KA | ZM0215 | BH | NORMAL | 1 | 0 | 0 | 0 | 0 |  | 1001 | HAR-Switchgear&Jaringan
5300 | UID Jawa Barat | 5311 | PLN UP3 Cirebon | 2000 | APJ Cirebon | ZST1 | PLN Stock Materials | 000000002150615 | CUB;;ACOS;24KV;630A;16KA;INC ATS | ZM0215 | SET | NORMAL | 1 | 0 | 0 | 0 | 0 |  | 1001 | HAR-Switchgear&Jaringan
5300 | UID Jawa Barat | 5311 | PLN UP3 Cirebon | 2340 | Gd Ry Ciledug | ZST1 | PLN Stock Materials | 000000003200003 | CUT OUT ACC;FUSE LINK 20kV 12A | ZM0320 | BH | NORMAL | 38 | 0 | 0 | 0 | 0 |  | 1001 | HAR-Switchgear&Jaringan
5300 | UID Jawa Barat | 5311 | PLN UP3 Cirebon | 2340 | Gd Ry Ciledug | ZST1 | PLN Stock Materials | 000000003200004 | CUT OUT ACC;FUSE LINK 20kV 15A | ZM0320 | BH | NORMAL | 50 | 0 | 0 | 0 | 0 |  | 1001 | HAR-Switchgear&Jaringan
5300 | UID Jawa Barat | 5311 | PLN UP3 Cirebon | 2340 | Gd Ry Ciledug | ZST1 | PLN Stock Materials | 000000003200005 | CUT OUT ACC;FUSE LINK 20kV 20A | ZM0320 | BH | NORMAL | 18 | 0 | 0 | 0 | 0 |  | 1001 | HAR-Switchgear&Jaringan
5300 | UID Jawa Barat | 5311 | PLN UP3 Cirebon | 2360 | Gd Ry Cilimus | ZST1 | PLN Stock Materials | 000000003200008 | CUT OUT ACC;FUSE LINK 20kV 2A | ZM0320 | BH | NORMAL | 110 | 0 | 0 | 0 | 0 |  | 1001 | HAR-Switchgear&Jaringan
5300 | UID Jawa Barat | 5311 | PLN UP3 Cirebon | 2340 | Gd Ry Ciledug | ZST1 | PLN Stock Materials | 000000003200008 | CUT OUT ACC;FUSE LINK 20kV 2A | ZM0320 | BH | NORMAL | 104 | 0 | 0 | 0 | 0 |  | 1001 | HAR-Switchgear&Jaringan
5300 | UID Jawa Barat | 5311 | PLN UP3 Cirebon | 2300 | Gd Ry CirebonKot | ZST1 | PLN Stock Materials | 000000003200008 | CUT OUT ACC;FUSE LINK 20kV 2A | ZM0320 | BH | NORMAL | 180 | 0 | 0 | 0 | 0 |  | 1001 | HAR-Switchgear&Jaringan
5300 | UID Jawa Barat | 5311 | PLN UP3 Cirebon | 2000 | APJ Cirebon | ZST1 | PLN Stock Materials | 000000003200010 | CUT OUT ACC;FUSE LINK 20kV 3A | ZM0320 | BH | NORMAL | 279 | 0 | 0 | 0 | 0 |  | 1001 | HAR-Switchgear&Jaringan
5300 | UID Jawa Barat | 5311 | PLN UP3 Cirebon | 2360 | Gd Ry Cilimus | ZST1 | PLN Stock Materials | 000000003200018 | CUT OUT ACC;FUSE LINK 20kV 5A | ZM0320 | BH | NORMAL | 1 | 0 | 0 | 0 | 0 |  | 1001 | HAR-Switchgear&Jaringan
5300 | UID Jawa Barat | 5311 | PLN UP3 Cirebon | 2340 | Gd Ry Ciledug | ZST1 | PLN Stock Materials | 000000003200015 | CUT OUT ACC;FUSE LINK 20kV 6A | ZM0320 | BH | NORMAL | 12 | 0 | 0 | 0 | 0 |  | 1001 | HAR-Switchgear&Jaringan
5300 | UID Jawa Barat | 5311 | PLN UP3 Cirebon | 2300 | Gd Ry CirebonKot | ZST1 | PLN Stock Materials | 000000003200015 | CUT OUT ACC;FUSE LINK 20kV 6A | ZM0320 | BH | NORMAL | 20 | 0 | 0 | 0 | 0 |  | 1001 | HAR-Switchgear&Jaringan
5300 | UID Jawa Barat | 5311 | PLN UP3 Cirebon | 2340 | Gd Ry Ciledug | ZST1 | PLN Stock Materials | 000000003200017 | CUT OUT ACC;FUSE LINK 20kV 8A | ZM0320 | BH | NORMAL | 17 | 0 | 0 | 0 | 0 |  | 1001 | HAR-Switchgear&Jaringan
5300 | UID Jawa Barat | 5311 | PLN UP3 Cirebon | 2000 | APJ Cirebon | ZST1 | PLN Stock Materials | 000000003200017 | CUT OUT ACC;FUSE LINK 20kV 8A | ZM0320 | BH | NORMAL | 285 | 0 | 0 | 0 | 0 |  | 1001 | HAR-Switchgear&Jaringan
5300 | UID Jawa Barat | 5311 | PLN UP3 Cirebon | 2320 | Gd Ry Sumber | ZST1 | PLN Stock Materials | 000000003190002 | CUT OUT;20kV;6-100A;10kA;125kV | ZM0319 | BH | NORMAL | 3 | 0 | 0 | 0 | 0 |  | 1001 | HAR-Switchgear&Jaringan
5300 | UID Jawa Barat | 5311 | PLN UP3 Cirebon | 2000 | APJ Cirebon | ZST1 | PLN Stock Materials | 000000003190002 | CUT OUT;20kV;6-100A;10kA;125kV | ZM0319 | BH | NORMAL | 43 | 0 | 0 | 0 | 0 |  | 1001 | HAR-Switchgear&Jaringan
5300 | UID Jawa Barat | 5311 | PLN UP3 Cirebon | 2000 | APJ Cirebon | ZST1 | PLN Stock Materials | 000000002240023 | FUSE;380/220V;100A;SQUARE;0 | ZM0224 | BH | NORMAL | 50 | 0 | 0 | 0 | 0 |  | 1001 | HAR-Switchgear&Jaringan
5300 | UID Jawa Barat | 5311 | PLN UP3 Cirebon | 2320 | Gd Ry Sumber | ZST1 | PLN Stock Materials | 000000002240024 | FUSE;380/220V;100A;SQUARE;1 | ZM0224 | BH | NORMAL | 51 | 0 | 0 | 0 | 0 |  | 1001 | HAR-Switchgear&Jaringan
5300 | UID Jawa Barat | 5311 | PLN UP3 Cirebon | 2000 | APJ Cirebon | ZST1 | PLN Stock Materials | 000000002240024 | FUSE;380/220V;100A;SQUARE;1 | ZM0224 | BH | NORMAL | 174 | 0 | 0 | 0 | 0 |  | 1001 | HAR-Switchgear&Jaringan
5300 | UID Jawa Barat | 5311 | PLN UP3 Cirebon | 2000 | APJ Cirebon | ZST1 | PLN Stock Materials | 000000002240035 | FUSE;380/220V;160A;SQUARE;1 | ZM0224 | BH | NORMAL | 165 | 0 | 0 | 0 | 0 |  | 1001 | HAR-Switchgear&Jaringan
5300 | UID Jawa Barat | 5311 | PLN UP3 Cirebon | 2000 | APJ Cirebon | ZST1 | PLN Stock Materials | 000000002240038 | FUSE;380/220V;200A;SQUARE;1 | ZM0224 | BH | NORMAL | 165 | 0 | 0 | 0 | 0 |  | 1001 | HAR-Switchgear&Jaringan
5300 | UID Jawa Barat | 5311 | PLN UP3 Cirebon | 2000 | APJ Cirebon | ZST1 | PLN Stock Materials | 000000002240044 | FUSE;380/220V;250A;SQUARE;1 | ZM0224 | BH | NORMAL | 157 | 0 | 0 | 0 | 0 |  | 1001 | HAR-Switchgear&Jaringan
5300 | UID Jawa Barat | 5311 | PLN UP3 Cirebon | 2360 | Gd Ry Cilimus | ZST1 | PLN Stock Materials | 000000002240049 | FUSE;380/220V;315A;SQUARE;2 | ZM0224 | BH | NORMAL | 10 | 0 | 0 | 0 | 0 |  | 1001 | HAR-Switchgear&Jaringan
5300 | UID Jawa Barat | 5311 | PLN UP3 Cirebon | 2000 | APJ Cirebon | ZST1 | PLN Stock Materials | 000000002240049 | FUSE;380/220V;315A;SQUARE;2 | ZM0224 | BH | NORMAL | 160 | 0 | 0 | 0 | 0 |  | 1001 | HAR-Switchgear&Jaringan
5300 | UID Jawa Barat | 5311 | PLN UP3 Cirebon | 2000 | APJ Cirebon | ZST1 | PLN Stock Materials | 000000002240072 | FUSE;380/220V;80A;SQUARE;1 | ZM0224 | BH | NORMAL | 49 | 0 | 0 | 0 | 0 |  | 1001 | HAR-Switchgear&Jaringan
5300 | UID Jawa Barat | 5311 | PLN UP3 Cirebon | 2320 | Gd Ry Sumber | ZST1 | PLN Stock Materials | 000000003070152 | ISOLATOR;LINEPOST;POLYMER;24KV;;12.5kN | ZM0307 | BH | NORMAL | 10 | 0 | 0 | 0 | 0 |  | 1001 | HAR-Switchgear&Jaringan
5300 | UID Jawa Barat | 5311 | PLN UP3 Cirebon | 2000 | APJ Cirebon | ZST1 | PLN Stock Materials | 000000003070152 | ISOLATOR;LINEPOST;POLYMER;24KV;;12.5kN | ZM0307 | BH | NORMAL | 295 | 0 | 0 | 0 | 0 |  | 1001 | HAR-Switchgear&Jaringan
5300 | UID Jawa Barat | 5311 | PLN UP3 Cirebon | 2340 | Gd Ry Ciledug | ZST1 | PLN Stock Materials | 000000003070151 | ISOLATOR;PINPOST;PORC;24KV;;12.5kN | ZM0307 | BH | NORMAL | 4 | 0 | 0 | 0 | 0 |  | 1001 | HAR-Switchgear&Jaringan
5300 | UID Jawa Barat | 5311 | PLN UP3 Cirebon | 2000 | APJ Cirebon | ZST1 | PLN Stock Materials | 000000003070151 | ISOLATOR;PINPOST;PORC;24KV;;12.5kN | ZM0307 | BH | NORMAL | 60 | 0 | 0 | 0 | 0 |  | 1001 | HAR-Switchgear&Jaringan
5300 | UID Jawa Barat | 5311 | PLN UP3 Cirebon | 2000 | APJ Cirebon | ZST1 | PLN Stock Materials | 000000003070160 | ISOLATOR;STRAIN KAP PIN;PORC;24KV;;70kN | ZM0307 | BH | NORMAL | 40 | 0 | 0 | 0 | 0 |  | 1001 | HAR-Switchgear&Jaringan
5300 | UID Jawa Barat | 5311 | PLN UP3 Cirebon | 2320 | Gd Ry Sumber | ZST1 | PLN Stock Materials | 000000003070154 | ISOLATOR;SUSP;POLYMER;24KV;;70kN | ZM0307 | BH | NORMAL | 9 | 0 | 0 | 0 | 0 |  | 1001 | HAR-Switchgear&Jaringan
5300 | UID Jawa Barat | 5311 | PLN UP3 Cirebon | 2000 | APJ Cirebon | ZST1 | PLN Stock Materials | 000000003070154 | ISOLATOR;SUSP;POLYMER;24KV;;70kN | ZM0307 | BH | NORMAL | 27 | 0 | 0 | 0 | 0 |  | 1001 | HAR-Switchgear&Jaringan
5300 | UID Jawa Barat | 5311 | PLN UP3 Cirebon | 2320 | Gd Ry Sumber | ZST1 | PLN Stock Materials | 000000002090032 | LA;20-24kV;K;10kA;POLYMER;; | ZM0209 | BH | NORMAL | 12 | 0 | 0 | 0 | 0 |  | 1001 | HAR-Switchgear&Jaringan
5300 | UID Jawa Barat | 5311 | PLN UP3 Cirebon | 2300 | Gd Ry CirebonKot | ZST1 | PLN Stock Materials | 000000002090032 | LA;20-24kV;K;10kA;POLYMER;; | ZM0209 | BH | NORMAL | 4 | 0 | 0 | 0 | 0 |  | 1001 | HAR-Switchgear&Jaringan
5300 | UID Jawa Barat | 5311 | PLN UP3 Cirebon | 2000 | APJ Cirebon | ZST1 | PLN Stock Materials | 000000002090032 | LA;20-24kV;K;10kA;POLYMER;; | ZM0209 | BH | NORMAL | 48 | 0 | 0 | 0 | 0 |  | 1001 | HAR-Switchgear&Jaringan
5300 | UID Jawa Barat | 5311 | PLN UP3 Cirebon | 2360 | Gd Ry Cilimus | ZST1 | PLN Stock Materials | 000000003270056 | LVSB ACC;HRC FUSE BASE;36-400A;2 | ZM0327 | SET | NORMAL | 3 | 0 | 0 | 0 | 0 |  | 1001 | HAR-Switchgear&Jaringan
5300 | UID Jawa Barat | 5311 | PLN UP3 Cirebon | 2000 | APJ Cirebon | ZST1 | PLN Stock Materials | 000000003260226 | LVSB;DIST;3P;400V;630A;4LINE;OD | ZM0326 | SET | NORMAL | 4 | 0 | 0 | 0 | 0 |  | 1001 | HAR-Switchgear&Jaringan
5300 | UID Jawa Barat | 5311 | PLN UP3 Cirebon | 2000 | APJ Cirebon | ZST1 | PLN Stock Materials | 000000003100060 | STRINGSET ACC;STRAIN CLAMP 70-240 mm2 | ZM0310 | BH | NORMAL | 36 | 0 | 0 | 0 | 0 |  | 1001 | HAR-Switchgear&Jaringan
5300 | UID Jawa Barat | 5311 | PLN UP3 Cirebon | 2000 | APJ Cirebon | ZST1 | PLN Stock Materials | 000000007020674 | TOOL E;COVER ARRESTER | ZM0702 | BH | NORMAL | 33 | 0 | 0 | 0 | 0 |  | 1001 | HAR-Switchgear&Jaringan
5300 | UID Jawa Barat | 5311 | PLN UP3 Cirebon | 2320 | Gd Ry Sumber | ZST1 | PLN Stock Materials | 000000007020675 | TOOL E;COVER CUT OUT | ZM0702 | BH | NORMAL | 45 | 0 | 0 | 0 | 0 |  | 1001 | HAR-Switchgear&Jaringan
5300 | UID Jawa Barat | 5311 | PLN UP3 Cirebon | 2000 | APJ Cirebon | ZST1 | PLN Stock Materials | 000000007020675 | TOOL E;COVER CUT OUT | ZM0702 | BH | NORMAL | 33 | 0 | 0 | 0 | 0 |  | 1001 | HAR-Switchgear&Jaringan
5300 | UID Jawa Barat | 5311 | PLN UP3 Cirebon | 2000 | APJ Cirebon | ZST1 | PLN Stock Materials | 000000004190646 | UNIV ACC;COVER BUSHING TRAFO | ZM0419 | BH | NORMAL | 115 | 0 | 0 | 0 | 0 |  | 1001 | HAR-Switchgear&Jaringan
5300 | UID Jawa Barat | 5311 | PLN UP3 Cirebon | 2320 | Gd Ry Sumber | ZST1 | PLN Stock Materials | 000000003110542 | CABLE PWR;NFA2X-T;3X70+1X70;0.6/1kV;OH | ZM0311 | M | NORMAL | 33 | 0 | 0 | 0 | 0 |  | 1002 | HAR-Kabel
5300 | UID Jawa Barat | 5311 | PLN UP3 Cirebon | 2360 | Gd Ry Cilimus | ZST1 | PLN Stock Materials | 000000003250052 | MCB;230/400V;1P;10A;50Hz; | ZM0325 | BH | NORMAL | 34 | 0 | 0 | 0 | 0 |  | 1003 | HAR-Alat Ukur
5300 | UID Jawa Barat | 5311 | PLN UP3 Cirebon | 2340 | Gd Ry Ciledug | ZST1 | PLN Stock Materials | 000000003250052 | MCB;230/400V;1P;10A;50Hz; | ZM0325 | BH | NORMAL | 172 | 0 | 0 | 0 | 0 |  | 1003 | HAR-Alat Ukur
5300 | UID Jawa Barat | 5311 | PLN UP3 Cirebon | 2320 | Gd Ry Sumber | ZST1 | PLN Stock Materials | 000000003250052 | MCB;230/400V;1P;10A;50Hz; | ZM0325 | BH | NORMAL | 547 | 0 | 0 | 0 | 0 |  | 1003 | HAR-Alat Ukur
5300 | UID Jawa Barat | 5311 | PLN UP3 Cirebon | 2310 | Gd Ry Kuningan | ZST1 | PLN Stock Materials | 000000003250052 | MCB;230/400V;1P;10A;50Hz; | ZM0325 | BH | NORMAL | 162 | 0 | 0 | 0 | 0 |  | 1003 | HAR-Alat Ukur
5300 | UID Jawa Barat | 5311 | PLN UP3 Cirebon | 2300 | Gd Ry CirebonKot | ZST1 | PLN Stock Materials | 000000003250052 | MCB;230/400V;1P;10A;50Hz; | ZM0325 | BH | NORMAL | 14 | 0 | 0 | 0 | 0 |  | 1003 | HAR-Alat Ukur
5300 | UID Jawa Barat | 5311 | PLN UP3 Cirebon | 2000 | APJ Cirebon | ZST1 | PLN Stock Materials | 000000003250052 | MCB;230/400V;1P;10A;50Hz; | ZM0325 | BH | NORMAL | 154 | 0 | 0 | 0 | 0 |  | 1003 | HAR-Alat Ukur
5300 | UID Jawa Barat | 5311 | PLN UP3 Cirebon | 2360 | Gd Ry Cilimus | ZST1 | PLN Stock Materials | 000000003250054 | MCB;230/400V;1P;16A;50Hz; | ZM0325 | BH | NORMAL | 40 | 0 | 0 | 0 | 0 |  | 1003 | HAR-Alat Ukur
5300 | UID Jawa Barat | 5311 | PLN UP3 Cirebon | 2340 | Gd Ry Ciledug | ZST1 | PLN Stock Materials | 000000003250054 | MCB;230/400V;1P;16A;50Hz; | ZM0325 | BH | NORMAL | 122 | 0 | 0 | 0 | 0 |  | 1003 | HAR-Alat Ukur
5300 | UID Jawa Barat | 5311 | PLN UP3 Cirebon | 2320 | Gd Ry Sumber | ZST1 | PLN Stock Materials | 000000003250054 | MCB;230/400V;1P;16A;50Hz; | ZM0325 | BH | NORMAL | 807 | 0 | 0 | 0 | 0 |  | 1003 | HAR-Alat Ukur
5300 | UID Jawa Barat | 5311 | PLN UP3 Cirebon | 2310 | Gd Ry Kuningan | ZST1 | PLN Stock Materials | 000000003250054 | MCB;230/400V;1P;16A;50Hz; | ZM0325 | BH | NORMAL | 141 | 0 | 0 | 0 | 0 |  | 1003 | HAR-Alat Ukur
5300 | UID Jawa Barat | 5311 | PLN UP3 Cirebon | 2300 | Gd Ry CirebonKot | ZST1 | PLN Stock Materials | 000000003250054 | MCB;230/400V;1P;16A;50Hz; | ZM0325 | BH | NORMAL | 160 | 0 | 0 | 0 | 0 |  | 1003 | HAR-Alat Ukur
5300 | UID Jawa Barat | 5311 | PLN UP3 Cirebon | 2000 | APJ Cirebon | ZST1 | PLN Stock Materials | 000000003250054 | MCB;230/400V;1P;16A;50Hz; | ZM0325 | BH | NORMAL | 240 | 0 | 0 | 0 | 0 |  | 1003 | HAR-Alat Ukur
5300 | UID Jawa Barat | 5311 | PLN UP3 Cirebon | 2360 | Gd Ry Cilimus | ZST1 | PLN Stock Materials | 000000003250056 | MCB;230/400V;1P;20A;50Hz; | ZM0325 | BH | NORMAL | 63 | 0 | 0 | 0 | 0 |  | 1003 | HAR-Alat Ukur
5300 | UID Jawa Barat | 5311 | PLN UP3 Cirebon | 2340 | Gd Ry Ciledug | ZST1 | PLN Stock Materials | 000000003250056 | MCB;230/400V;1P;20A;50Hz; | ZM0325 | BH | NORMAL | 128 | 0 | 0 | 0 | 0 |  | 1003 | HAR-Alat Ukur
5300 | UID Jawa Barat | 5311 | PLN UP3 Cirebon | 2320 | Gd Ry Sumber | ZST1 | PLN Stock Materials | 000000003250056 | MCB;230/400V;1P;20A;50Hz; | ZM0325 | BH | NORMAL | 461 | 0 | 0 | 0 | 0 |  | 1003 | HAR-Alat Ukur
5300 | UID Jawa Barat | 5311 | PLN UP3 Cirebon | 2310 | Gd Ry Kuningan | ZST1 | PLN Stock Materials | 000000003250056 | MCB;230/400V;1P;20A;50Hz; | ZM0325 | BH | NORMAL | 257 | 0 | 0 | 0 | 0 |  | 1003 | HAR-Alat Ukur
5300 | UID Jawa Barat | 5311 | PLN UP3 Cirebon | 2300 | Gd Ry CirebonKot | ZST1 | PLN Stock Materials | 000000003250056 | MCB;230/400V;1P;20A;50Hz; | ZM0325 | BH | NORMAL | 183 | 0 | 0 | 0 | 0 |  | 1003 | HAR-Alat Ukur
5300 | UID Jawa Barat | 5311 | PLN UP3 Cirebon | 2000 | APJ Cirebon | ZST1 | PLN Stock Materials | 000000003250056 | MCB;230/400V;1P;20A;50Hz; | ZM0325 | BH | NORMAL | 711 | 0 | 0 | 0 | 0 |  | 1003 | HAR-Alat Ukur
5300 | UID Jawa Barat | 5311 | PLN UP3 Cirebon | 2340 | Gd Ry Ciledug | ZST1 | PLN Stock Materials | 000000003250058 | MCB;230/400V;1P;25A;50Hz; | ZM0325 | BH | NORMAL | 60 | 0 | 0 | 0 | 0 |  | 1003 | HAR-Alat Ukur
5300 | UID Jawa Barat | 5311 | PLN UP3 Cirebon | 2320 | Gd Ry Sumber | ZST1 | PLN Stock Materials | 000000003250058 | MCB;230/400V;1P;25A;50Hz; | ZM0325 | BH | NORMAL | 304 | 0 | 0 | 0 | 0 |  | 1003 | HAR-Alat Ukur
5300 | UID Jawa Barat | 5311 | PLN UP3 Cirebon | 2310 | Gd Ry Kuningan | ZST1 | PLN Stock Materials | 000000003250058 | MCB;230/400V;1P;25A;50Hz; | ZM0325 | BH | NORMAL | 42 | 0 | 0 | 0 | 0 |  | 1003 | HAR-Alat Ukur
5300 | UID Jawa Barat | 5311 | PLN UP3 Cirebon | 2300 | Gd Ry CirebonKot | ZST1 | PLN Stock Materials | 000000003250058 | MCB;230/400V;1P;25A;50Hz; | ZM0325 | BH | NORMAL | 253 | 0 | 0 | 0 | 0 |  | 1003 | HAR-Alat Ukur
5300 | UID Jawa Barat | 5311 | PLN UP3 Cirebon | 2360 | Gd Ry Cilimus | ZST1 | PLN Stock Materials | 000000003250046 | MCB;230/400V;1P;2A;50Hz; | ZM0325 | BH | NORMAL | 326 | 0 | 0 | 0 | 0 |  | 1003 | HAR-Alat Ukur
5300 | UID Jawa Barat | 5311 | PLN UP3 Cirebon | 2340 | Gd Ry Ciledug | ZST1 | PLN Stock Materials | 000000003250046 | MCB;230/400V;1P;2A;50Hz; | ZM0325 | BH | NORMAL | 157 | 0 | 0 | 0 | 0 |  | 1003 | HAR-Alat Ukur
5300 | UID Jawa Barat | 5311 | PLN UP3 Cirebon | 2300 | Gd Ry CirebonKot | ZST1 | PLN Stock Materials | 000000003250046 | MCB;230/400V;1P;2A;50Hz; | ZM0325 | BH | NORMAL | 200 | 0 | 0 | 0 | 0 |  | 1003 | HAR-Alat Ukur
5300 | UID Jawa Barat | 5311 | PLN UP3 Cirebon | 2000 | APJ Cirebon | ZST1 | PLN Stock Materials | 000000003250046 | MCB;230/400V;1P;2A;50Hz; | ZM0325 | BH | NORMAL | 455 | 0 | 0 | 0 | 0 |  | 1003 | HAR-Alat Ukur
5300 | UID Jawa Barat | 5311 | PLN UP3 Cirebon | 2320 | Gd Ry Sumber | ZST1 | PLN Stock Materials | 000000003250059 | MCB;230/400V;1P;35A;50Hz; | ZM0325 | BH | NORMAL | 97 | 0 | 0 | 0 | 0 |  | 1003 | HAR-Alat Ukur
5300 | UID Jawa Barat | 5311 | PLN UP3 Cirebon | 2310 | Gd Ry Kuningan | ZST1 | PLN Stock Materials | 000000003250059 | MCB;230/400V;1P;35A;50Hz; | ZM0325 | BH | NORMAL | 1 | 0 | 0 | 0 | 0 |  | 1003 | HAR-Alat Ukur
5300 | UID Jawa Barat | 5311 | PLN UP3 Cirebon | 2340 | Gd Ry Ciledug | ZST1 | PLN Stock Materials | 000000003250048 | MCB;230/400V;1P;4A;50Hz; | ZM0325 | BH | NORMAL | 157 | 0 | 0 | 0 | 0 |  | 1003 | HAR-Alat Ukur
5300 | UID Jawa Barat | 5311 | PLN UP3 Cirebon | 2320 | Gd Ry Sumber | ZST1 | PLN Stock Materials | 000000003250048 | MCB;230/400V;1P;4A;50Hz; | ZM0325 | BH | NORMAL | 204 | 0 | 0 | 0 | 0 |  | 1003 | HAR-Alat Ukur
5300 | UID Jawa Barat | 5311 | PLN UP3 Cirebon | 2310 | Gd Ry Kuningan | ZST1 | PLN Stock Materials | 000000003250048 | MCB;230/400V;1P;4A;50Hz; | ZM0325 | BH | NORMAL | 10 | 0 | 0 | 0 | 0 |  | 1003 | HAR-Alat Ukur
5300 | UID Jawa Barat | 5311 | PLN UP3 Cirebon | 2300 | Gd Ry CirebonKot | ZST1 | PLN Stock Materials | 000000003250048 | MCB;230/400V;1P;4A;50Hz; | ZM0325 | BH | NORMAL | 100 | 0 | 0 | 0 | 0 |  | 1003 | HAR-Alat Ukur
5300 | UID Jawa Barat | 5311 | PLN UP3 Cirebon | 2360 | Gd Ry Cilimus | ZST1 | PLN Stock Materials | 000000003250060 | MCB;230/400V;1P;50A;50Hz; | ZM0325 | BH | NORMAL | 27 | 0 | 0 | 0 | 0 |  | 1003 | HAR-Alat Ukur
5300 | UID Jawa Barat | 5311 | PLN UP3 Cirebon | 2320 | Gd Ry Sumber | ZST1 | PLN Stock Materials | 000000003250060 | MCB;230/400V;1P;50A;50Hz; | ZM0325 | BH | NORMAL | 52 | 0 | 0 | 0 | 0 |  | 1003 | HAR-Alat Ukur
5300 | UID Jawa Barat | 5311 | PLN UP3 Cirebon | 2310 | Gd Ry Kuningan | ZST1 | PLN Stock Materials | 000000003250060 | MCB;230/400V;1P;50A;50Hz; | ZM0325 | BH | NORMAL | 2 | 0 | 0 | 0 | 0 |  | 1003 | HAR-Alat Ukur
5300 | UID Jawa Barat | 5311 | PLN UP3 Cirebon | 2000 | APJ Cirebon | ZST1 | PLN Stock Materials | 000000003250060 | MCB;230/400V;1P;50A;50Hz; | ZM0325 | BH | NORMAL | 531 | 0 | 0 | 0 | 0 |  | 1003 | HAR-Alat Ukur
5300 | UID Jawa Barat | 5311 | PLN UP3 Cirebon | 2360 | Gd Ry Cilimus | ZST1 | PLN Stock Materials | 000000003250050 | MCB;230/400V;1P;6A;50Hz; | ZM0325 | BH | NORMAL | 34 | 0 | 0 | 0 | 0 |  | 1003 | HAR-Alat Ukur
5300 | UID Jawa Barat | 5311 | PLN UP3 Cirebon | 2340 | Gd Ry Ciledug | ZST1 | PLN Stock Materials | 000000003250050 | MCB;230/400V;1P;6A;50Hz; | ZM0325 | BH | NORMAL | 869 | 0 | 0 | 0 | 0 |  | 1003 | HAR-Alat Ukur
5300 | UID Jawa Barat | 5311 | PLN UP3 Cirebon | 2320 | Gd Ry Sumber | ZST1 | PLN Stock Materials | 000000003250050 | MCB;230/400V;1P;6A;50Hz; | ZM0325 | BH | NORMAL | 874 | 0 | 0 | 0 | 0 |  | 1003 | HAR-Alat Ukur
5300 | UID Jawa Barat | 5311 | PLN UP3 Cirebon | 2310 | Gd Ry Kuningan | ZST1 | PLN Stock Materials | 000000003250050 | MCB;230/400V;1P;6A;50Hz; | ZM0325 | BH | NORMAL | 222 | 0 | 0 | 0 | 0 |  | 1003 | HAR-Alat Ukur
5300 | UID Jawa Barat | 5311 | PLN UP3 Cirebon | 2300 | Gd Ry CirebonKot | ZST1 | PLN Stock Materials | 000000003250050 | MCB;230/400V;1P;6A;50Hz; | ZM0325 | BH | NORMAL | 9 | 0 | 0 | 0 | 0 |  | 1003 | HAR-Alat Ukur
5300 | UID Jawa Barat | 5311 | PLN UP3 Cirebon | 2360 | Gd Ry Cilimus | ZST1 | PLN Stock Materials | 000000003250097 | MCB;230/400V;3P;10A;50Hz; | ZM0325 | BH | NORMAL | 8 | 0 | 0 | 0 | 0 |  | 1003 | HAR-Alat Ukur
5300 | UID Jawa Barat | 5311 | PLN UP3 Cirebon | 2340 | Gd Ry Ciledug | ZST1 | PLN Stock Materials | 000000003250097 | MCB;230/400V;3P;10A;50Hz; | ZM0325 | BH | NORMAL | 10 | 0 | 0 | 0 | 0 |  | 1003 | HAR-Alat Ukur
5300 | UID Jawa Barat | 5311 | PLN UP3 Cirebon | 2320 | Gd Ry Sumber | ZST1 | PLN Stock Materials | 000000003250097 | MCB;230/400V;3P;10A;50Hz; | ZM0325 | BH | NORMAL | 69 | 0 | 0 | 0 | 0 |  | 1003 | HAR-Alat Ukur
5300 | UID Jawa Barat | 5311 | PLN UP3 Cirebon | 2310 | Gd Ry Kuningan | ZST1 | PLN Stock Materials | 000000003250097 | MCB;230/400V;3P;10A;50Hz; | ZM0325 | BH | NORMAL | 12 | 0 | 0 | 0 | 0 |  | 1003 | HAR-Alat Ukur
5300 | UID Jawa Barat | 5311 | PLN UP3 Cirebon | 2300 | Gd Ry CirebonKot | ZST1 | PLN Stock Materials | 000000003250097 | MCB;230/400V;3P;10A;50Hz; | ZM0325 | BH | NORMAL | 25 | 0 | 0 | 0 | 0 |  | 1003 | HAR-Alat Ukur
5300 | UID Jawa Barat | 5311 | PLN UP3 Cirebon | 2000 | APJ Cirebon | ZST1 | PLN Stock Materials | 000000003250097 | MCB;230/400V;3P;10A;50Hz; | ZM0325 | BH | NORMAL | 95 | 0 | 0 | 0 | 0 |  | 1003 | HAR-Alat Ukur
5300 | UID Jawa Barat | 5311 | PLN UP3 Cirebon | 2310 | Gd Ry Kuningan | ZST1 | PLN Stock Materials | 000000003250074 | MCB;230/400V;3P;125A;50Hz;MCCB | ZM0325 | BH | NORMAL | 1 | 0 | 0 | 0 | 0 |  | 1003 | HAR-Alat Ukur
5300 | UID Jawa Barat | 5311 | PLN UP3 Cirebon | 2000 | APJ Cirebon | ZST1 | PLN Stock Materials | 000000003250074 | MCB;230/400V;3P;125A;50Hz;MCCB | ZM0325 | BH | NORMAL | 11 | 0 | 0 | 0 | 0 |  | 1003 | HAR-Alat Ukur
5300 | UID Jawa Barat | 5311 | PLN UP3 Cirebon | 2360 | Gd Ry Cilimus | ZST1 | PLN Stock Materials | 000000003250099 | MCB;230/400V;3P;16A;50Hz; | ZM0325 | BH | NORMAL | 1 | 0 | 0 | 0 | 0 |  | 1003 | HAR-Alat Ukur
5300 | UID Jawa Barat | 5311 | PLN UP3 Cirebon | 2340 | Gd Ry Ciledug | ZST1 | PLN Stock Materials | 000000003250099 | MCB;230/400V;3P;16A;50Hz; | ZM0325 | BH | NORMAL | 8 | 0 | 0 | 0 | 0 |  | 1003 | HAR-Alat Ukur
5300 | UID Jawa Barat | 5311 | PLN UP3 Cirebon | 2320 | Gd Ry Sumber | ZST1 | PLN Stock Materials | 000000003250099 | MCB;230/400V;3P;16A;50Hz; | ZM0325 | BH | NORMAL | 19 | 0 | 0 | 0 | 0 |  | 1003 | HAR-Alat Ukur
5300 | UID Jawa Barat | 5311 | PLN UP3 Cirebon | 2310 | Gd Ry Kuningan | ZST1 | PLN Stock Materials | 000000003250099 | MCB;230/400V;3P;16A;50Hz; | ZM0325 | BH | NORMAL | 11 | 0 | 0 | 0 | 0 |  | 1003 | HAR-Alat Ukur
5300 | UID Jawa Barat | 5311 | PLN UP3 Cirebon | 2300 | Gd Ry CirebonKot | ZST1 | PLN Stock Materials | 000000003250099 | MCB;230/400V;3P;16A;50Hz; | ZM0325 | BH | NORMAL | 15 | 0 | 0 | 0 | 0 |  | 1003 | HAR-Alat Ukur
5300 | UID Jawa Barat | 5311 | PLN UP3 Cirebon | 2000 | APJ Cirebon | ZST1 | PLN Stock Materials | 000000003250099 | MCB;230/400V;3P;16A;50Hz; | ZM0325 | BH | NORMAL | 57 | 0 | 0 | 0 | 0 |  | 1003 | HAR-Alat Ukur
5300 | UID Jawa Barat | 5311 | PLN UP3 Cirebon | 2360 | Gd Ry Cilimus | ZST1 | PLN Stock Materials | 000000003250076 | MCB;230/400V;3P;200A;50Hz;MCCB | ZM0325 | BH | NORMAL | 1 | 0 | 0 | 0 | 0 |  | 1003 | HAR-Alat Ukur
5300 | UID Jawa Barat | 5311 | PLN UP3 Cirebon | 2000 | APJ Cirebon | ZST1 | PLN Stock Materials | 000000003250076 | MCB;230/400V;3P;200A;50Hz;MCCB | ZM0325 | BH | NORMAL | 13 | 0 | 0 | 0 | 0 |  | 1003 | HAR-Alat Ukur
5300 | UID Jawa Barat | 5311 | PLN UP3 Cirebon | 2360 | Gd Ry Cilimus | ZST1 | PLN Stock Materials | 000000003250100 | MCB;230/400V;3P;20A;50Hz; | ZM0325 | BH | NORMAL | 5 | 0 | 0 | 0 | 0 |  | 1003 | HAR-Alat Ukur
5300 | UID Jawa Barat | 5311 | PLN UP3 Cirebon | 2340 | Gd Ry Ciledug | ZST1 | PLN Stock Materials | 000000003250100 | MCB;230/400V;3P;20A;50Hz; | ZM0325 | BH | NORMAL | 11 | 0 | 0 | 0 | 0 |  | 1003 | HAR-Alat Ukur
5300 | UID Jawa Barat | 5311 | PLN UP3 Cirebon | 2320 | Gd Ry Sumber | ZST1 | PLN Stock Materials | 000000003250100 | MCB;230/400V;3P;20A;50Hz; | ZM0325 | BH | NORMAL | 38 | 0 | 0 | 0 | 0 |  | 1003 | HAR-Alat Ukur
5300 | UID Jawa Barat | 5311 | PLN UP3 Cirebon | 2310 | Gd Ry Kuningan | ZST1 | PLN Stock Materials | 000000003250100 | MCB;230/400V;3P;20A;50Hz; | ZM0325 | BH | NORMAL | 11 | 0 | 0 | 0 | 0 |  | 1003 | HAR-Alat Ukur
5300 | UID Jawa Barat | 5311 | PLN UP3 Cirebon | 2300 | Gd Ry CirebonKot | ZST1 | PLN Stock Materials | 000000003250100 | MCB;230/400V;3P;20A;50Hz; | ZM0325 | BH | NORMAL | 23 | 0 | 0 | 0 | 0 |  | 1003 | HAR-Alat Ukur
5300 | UID Jawa Barat | 5311 | PLN UP3 Cirebon | 2000 | APJ Cirebon | ZST1 | PLN Stock Materials | 000000003250100 | MCB;230/400V;3P;20A;50Hz; | ZM0325 | BH | NORMAL | 45 | 0 | 0 | 0 | 0 |  | 1003 | HAR-Alat Ukur
5300 | UID Jawa Barat | 5311 | PLN UP3 Cirebon | 2360 | Gd Ry Cilimus | ZST1 | PLN Stock Materials | 000000003250077 | MCB;230/400V;3P;225A;50Hz;MCCB | ZM0325 | BH | NORMAL | 1 | 0 | 0 | 0 | 0 |  | 1003 | HAR-Alat Ukur
5300 | UID Jawa Barat | 5311 | PLN UP3 Cirebon | 2000 | APJ Cirebon | ZST1 | PLN Stock Materials | 000000003250077 | MCB;230/400V;3P;225A;50Hz;MCCB | ZM0325 | BH | NORMAL | 17 | 0 | 0 | 0 | 0 |  | 1003 | HAR-Alat Ukur
5300 | UID Jawa Barat | 5311 | PLN UP3 Cirebon | 2360 | Gd Ry Cilimus | ZST1 | PLN Stock Materials | 000000003250102 | MCB;230/400V;3P;25A;50Hz; | ZM0325 | BH | NORMAL | 4 | 0 | 0 | 0 | 0 |  | 1003 | HAR-Alat Ukur
5300 | UID Jawa Barat | 5311 | PLN UP3 Cirebon | 2340 | Gd Ry Ciledug | ZST1 | PLN Stock Materials | 000000003250102 | MCB;230/400V;3P;25A;50Hz; | ZM0325 | BH | NORMAL | 13 | 0 | 0 | 0 | 0 |  | 1003 | HAR-Alat Ukur
5300 | UID Jawa Barat | 5311 | PLN UP3 Cirebon | 2310 | Gd Ry Kuningan | ZST1 | PLN Stock Materials | 000000003250102 | MCB;230/400V;3P;25A;50Hz; | ZM0325 | BH | NORMAL | 14 | 0 | 0 | 0 | 0 |  | 1003 | HAR-Alat Ukur
5300 | UID Jawa Barat | 5311 | PLN UP3 Cirebon | 2300 | Gd Ry CirebonKot | ZST1 | PLN Stock Materials | 000000003250102 | MCB;230/400V;3P;25A;50Hz; | ZM0325 | BH | NORMAL | 23 | 0 | 0 | 0 | 0 |  | 1003 | HAR-Alat Ukur
5300 | UID Jawa Barat | 5311 | PLN UP3 Cirebon | 2000 | APJ Cirebon | ZST1 | PLN Stock Materials | 000000003250102 | MCB;230/400V;3P;25A;50Hz; | ZM0325 | BH | NORMAL | 69 | 0 | 0 | 0 | 0 |  | 1003 | HAR-Alat Ukur
5300 | UID Jawa Barat | 5311 | PLN UP3 Cirebon | 2360 | Gd Ry Cilimus | ZST1 | PLN Stock Materials | 000000003250103 | MCB;230/400V;3P;35A;50Hz; | ZM0325 | BH | NORMAL | 8 | 0 | 0 | 0 | 0 |  | 1003 | HAR-Alat Ukur
5300 | UID Jawa Barat | 5311 | PLN UP3 Cirebon | 2340 | Gd Ry Ciledug | ZST1 | PLN Stock Materials | 000000003250103 | MCB;230/400V;3P;35A;50Hz; | ZM0325 | BH | NORMAL | 1 | 0 | 0 | 0 | 0 |  | 1003 | HAR-Alat Ukur
5300 | UID Jawa Barat | 5311 | PLN UP3 Cirebon | 2310 | Gd Ry Kuningan | ZST1 | PLN Stock Materials | 000000003250103 | MCB;230/400V;3P;35A;50Hz; | ZM0325 | BH | NORMAL | 1 | 0 | 0 | 0 | 0 |  | 1003 | HAR-Alat Ukur
5300 | UID Jawa Barat | 5311 | PLN UP3 Cirebon | 2300 | Gd Ry CirebonKot | ZST1 | PLN Stock Materials | 000000003250103 | MCB;230/400V;3P;35A;50Hz; | ZM0325 | BH | NORMAL | 6 | 0 | 0 | 0 | 0 |  | 1003 | HAR-Alat Ukur
5300 | UID Jawa Barat | 5311 | PLN UP3 Cirebon | 2000 | APJ Cirebon | ZST1 | PLN Stock Materials | 000000003250103 | MCB;230/400V;3P;35A;50Hz; | ZM0325 | BH | NORMAL | 58 | 0 | 0 | 0 | 0 |  | 1003 | HAR-Alat Ukur
5300 | UID Jawa Barat | 5311 | PLN UP3 Cirebon | 2360 | Gd Ry Cilimus | ZST1 | PLN Stock Materials | 000000003250063 | MCB;380/440V;3P;100A;50HZ;MCCB | ZM0325 | BH | NORMAL | 1 | 0 | 0 | 0 | 0 |  | 1003 | HAR-Alat Ukur
5300 | UID Jawa Barat | 5311 | PLN UP3 Cirebon | 2340 | Gd Ry Ciledug | ZST1 | PLN Stock Materials | 000000003250063 | MCB;380/440V;3P;100A;50HZ;MCCB | ZM0325 | BH | NORMAL | 1 | 0 | 0 | 0 | 0 |  | 1003 | HAR-Alat Ukur
5300 | UID Jawa Barat | 5311 | PLN UP3 Cirebon | 2320 | Gd Ry Sumber | ZST1 | PLN Stock Materials | 000000003250063 | MCB;380/440V;3P;100A;50HZ;MCCB | ZM0325 | BH | NORMAL | 15 | 0 | 0 | 0 | 0 |  | 1003 | HAR-Alat Ukur
5300 | UID Jawa Barat | 5311 | PLN UP3 Cirebon | 2300 | Gd Ry CirebonKot | ZST1 | PLN Stock Materials | 000000003250063 | MCB;380/440V;3P;100A;50HZ;MCCB | ZM0325 | BH | NORMAL | 1 | 0 | 0 | 0 | 0 |  | 1003 | HAR-Alat Ukur
5300 | UID Jawa Barat | 5311 | PLN UP3 Cirebon | 2000 | APJ Cirebon | ZST1 | PLN Stock Materials | 000000003250063 | MCB;380/440V;3P;100A;50HZ;MCCB | ZM0325 | BH | NORMAL | 20 | 0 | 0 | 0 | 0 |  | 1003 | HAR-Alat Ukur
5300 | UID Jawa Barat | 5311 | PLN UP3 Cirebon | 2360 | Gd Ry Cilimus | ZST1 | PLN Stock Materials | 000000003250023 | MCB;380/440V;3P;160A;50Hz;MCCB | ZM0325 | BH | NORMAL | 1 | 0 | 0 | 0 | 0 |  | 1003 | HAR-Alat Ukur
5300 | UID Jawa Barat | 5311 | PLN UP3 Cirebon | 2340 | Gd Ry Ciledug | ZST1 | PLN Stock Materials | 000000003250023 | MCB;380/440V;3P;160A;50Hz;MCCB | ZM0325 | BH | NORMAL | 2 | 0 | 0 | 0 | 0 |  | 1003 | HAR-Alat Ukur
5300 | UID Jawa Barat | 5311 | PLN UP3 Cirebon | 2320 | Gd Ry Sumber | ZST1 | PLN Stock Materials | 000000003250023 | MCB;380/440V;3P;160A;50Hz;MCCB | ZM0325 | BH | NORMAL | 1 | 0 | 0 | 0 | 0 |  | 1003 | HAR-Alat Ukur
5300 | UID Jawa Barat | 5311 | PLN UP3 Cirebon | 2310 | Gd Ry Kuningan | ZST1 | PLN Stock Materials | 000000003250023 | MCB;380/440V;3P;160A;50Hz;MCCB | ZM0325 | BH | NORMAL | 1 | 0 | 0 | 0 | 0 |  | 1003 | HAR-Alat Ukur
5300 | UID Jawa Barat | 5311 | PLN UP3 Cirebon | 2300 | Gd Ry CirebonKot | ZST1 | PLN Stock Materials | 000000003250023 | MCB;380/440V;3P;160A;50Hz;MCCB | ZM0325 | BH | NORMAL | 1 | 0 | 0 | 0 | 0 |  | 1003 | HAR-Alat Ukur
5300 | UID Jawa Barat | 5311 | PLN UP3 Cirebon | 2360 | Gd Ry Cilimus | ZST1 | PLN Stock Materials | 000000003250065 | MCB;380/440V;3P;250A;50HZ;MCCB | ZM0325 | BH | NORMAL | 1 | 0 | 0 | 0 | 0 |  | 1003 | HAR-Alat Ukur
5300 | UID Jawa Barat | 5311 | PLN UP3 Cirebon | 2000 | APJ Cirebon | ZST1 | PLN Stock Materials | 000000003250065 | MCB;380/440V;3P;250A;50HZ;MCCB | ZM0325 | BH | NORMAL | 19 | 0 | 0 | 0 | 0 |  | 1003 | HAR-Alat Ukur
5300 | UID Jawa Barat | 5311 | PLN UP3 Cirebon | 2000 | APJ Cirebon | ZST1 | PLN Stock Materials | 000000003250026 | MCB;380/440V;3P;300A;50Hz;MCCB | ZM0325 | BH | NORMAL | 12 | 0 | 0 | 0 | 0 |  | 1003 | HAR-Alat Ukur
5300 | UID Jawa Barat | 5311 | PLN UP3 Cirebon | 2360 | Gd Ry Cilimus | ZST1 | PLN Stock Materials | 000000003250030 | MCB;380/440V;3P;50A;50Hz;MCCB | ZM0325 | BH | NORMAL | 4 | 0 | 0 | 0 | 0 |  | 1003 | HAR-Alat Ukur
5300 | UID Jawa Barat | 5311 | PLN UP3 Cirebon | 2340 | Gd Ry Ciledug | ZST1 | PLN Stock Materials | 000000003250030 | MCB;380/440V;3P;50A;50Hz;MCCB | ZM0325 | BH | NORMAL | 2 | 0 | 0 | 0 | 0 |  | 1003 | HAR-Alat Ukur
5300 | UID Jawa Barat | 5311 | PLN UP3 Cirebon | 2320 | Gd Ry Sumber | ZST1 | PLN Stock Materials | 000000003250030 | MCB;380/440V;3P;50A;50Hz;MCCB | ZM0325 | BH | NORMAL | 10 | 0 | 0 | 0 | 0 |  | 1003 | HAR-Alat Ukur
5300 | UID Jawa Barat | 5311 | PLN UP3 Cirebon | 2310 | Gd Ry Kuningan | ZST1 | PLN Stock Materials | 000000003250030 | MCB;380/440V;3P;50A;50Hz;MCCB | ZM0325 | BH | NORMAL | 10 | 0 | 0 | 0 | 0 |  | 1003 | HAR-Alat Ukur
5300 | UID Jawa Barat | 5311 | PLN UP3 Cirebon | 2000 | APJ Cirebon | ZST1 | PLN Stock Materials | 000000003250030 | MCB;380/440V;3P;50A;50Hz;MCCB | ZM0325 | BH | NORMAL | 97 | 0 | 0 | 0 | 0 |  | 1003 | HAR-Alat Ukur
5300 | UID Jawa Barat | 5311 | PLN UP3 Cirebon | 2360 | Gd Ry Cilimus | ZST1 | PLN Stock Materials | 000000003250032 | MCB;380/440V;3P;63A;50Hz;MCCB | ZM0325 | BH | NORMAL | 5 | 0 | 0 | 0 | 0 |  | 1003 | HAR-Alat Ukur
5300 | UID Jawa Barat | 5311 | PLN UP3 Cirebon | 2320 | Gd Ry Sumber | ZST1 | PLN Stock Materials | 000000003250032 | MCB;380/440V;3P;63A;50Hz;MCCB | ZM0325 | BH | NORMAL | 24 | 0 | 0 | 0 | 0 |  | 1003 | HAR-Alat Ukur
5300 | UID Jawa Barat | 5311 | PLN UP3 Cirebon | 2300 | Gd Ry CirebonKot | ZST1 | PLN Stock Materials | 000000003250032 | MCB;380/440V;3P;63A;50Hz;MCCB | ZM0325 | BH | NORMAL | 1 | 0 | 0 | 0 | 0 |  | 1003 | HAR-Alat Ukur
5300 | UID Jawa Barat | 5311 | PLN UP3 Cirebon | 2000 | APJ Cirebon | ZST1 | PLN Stock Materials | 000000003250032 | MCB;380/440V;3P;63A;50Hz;MCCB | ZM0325 | BH | NORMAL | 88 | 0 | 0 | 0 | 0 |  | 1003 | HAR-Alat Ukur
5300 | UID Jawa Barat | 5311 | PLN UP3 Cirebon | 2360 | Gd Ry Cilimus | ZST1 | PLN Stock Materials | 000000003250034 | MCB;380/440V;3P;80A;50Hz;MCCB | ZM0325 | BH | NORMAL | 1 | 0 | 0 | 0 | 0 |  | 1003 | HAR-Alat Ukur
5300 | UID Jawa Barat | 5311 | PLN UP3 Cirebon | 2340 | Gd Ry Ciledug | ZST1 | PLN Stock Materials | 000000003250034 | MCB;380/440V;3P;80A;50Hz;MCCB | ZM0325 | BH | NORMAL | 5 | 0 | 0 | 0 | 0 |  | 1003 | HAR-Alat Ukur
5300 | UID Jawa Barat | 5311 | PLN UP3 Cirebon | 2320 | Gd Ry Sumber | ZST1 | PLN Stock Materials | 000000003250034 | MCB;380/440V;3P;80A;50Hz;MCCB | ZM0325 | BH | NORMAL | 1 | 0 | 0 | 0 | 0 |  | 1003 | HAR-Alat Ukur
5300 | UID Jawa Barat | 5311 | PLN UP3 Cirebon | 2310 | Gd Ry Kuningan | ZST1 | PLN Stock Materials | 000000003250034 | MCB;380/440V;3P;80A;50Hz;MCCB | ZM0325 | BH | NORMAL | 2 | 0 | 0 | 0 | 0 |  | 1003 | HAR-Alat Ukur
5300 | UID Jawa Barat | 5311 | PLN UP3 Cirebon | 2300 | Gd Ry CirebonKot | ZST1 | PLN Stock Materials | 000000003250034 | MCB;380/440V;3P;80A;50Hz;MCCB | ZM0325 | BH | NORMAL | 3 | 0 | 0 | 0 | 0 |  | 1003 | HAR-Alat Ukur
5300 | UID Jawa Barat | 5311 | PLN UP3 Cirebon | 2000 | APJ Cirebon | ZST1 | PLN Stock Materials | 000000003250034 | MCB;380/440V;3P;80A;50Hz;MCCB | ZM0325 | BH | NORMAL | 23 | 0 | 0 | 0 | 0 |  | 1003 | HAR-Alat Ukur
5300 | UID Jawa Barat | 5311 | PLN UP3 Cirebon | 2360 | Gd Ry Cilimus | ZST1 | PLN Stock Materials | 000000002200016 | MTR ACC;SEGEL PUTAR PLASTIC | ZM0220 | BH | NORMAL | 2244 | 0 | 0 | 0 | 0 |  | 1003 | HAR-Alat Ukur
5300 | UID Jawa Barat | 5311 | PLN UP3 Cirebon | 2340 | Gd Ry Ciledug | ZST1 | PLN Stock Materials | 000000002200016 | MTR ACC;SEGEL PUTAR PLASTIC | ZM0220 | BH | NORMAL | 1447 | 0 | 0 | 0 | 0 |  | 1003 | HAR-Alat Ukur
5300 | UID Jawa Barat | 5311 | PLN UP3 Cirebon | 2320 | Gd Ry Sumber | ZST1 | PLN Stock Materials | 000000002200016 | MTR ACC;SEGEL PUTAR PLASTIC | ZM0220 | BH | NORMAL | 2079 | 0 | 0 | 0 | 0 |  | 1003 | HAR-Alat Ukur
5300 | UID Jawa Barat | 5311 | PLN UP3 Cirebon | 2310 | Gd Ry Kuningan | ZST1 | PLN Stock Materials | 000000002200016 | MTR ACC;SEGEL PUTAR PLASTIC | ZM0220 | BH | NORMAL | 1026 | 0 | 0 | 0 | 0 |  | 1003 | HAR-Alat Ukur
5300 | UID Jawa Barat | 5311 | PLN UP3 Cirebon | 2300 | Gd Ry CirebonKot | ZST1 | PLN Stock Materials | 000000002200016 | MTR ACC;SEGEL PUTAR PLASTIC | ZM0220 | BH | NORMAL | 913 | 0 | 0 | 0 | 0 |  | 1003 | HAR-Alat Ukur
5300 | UID Jawa Barat | 5311 | PLN UP3 Cirebon | 2000 | APJ Cirebon | ZST1 | PLN Stock Materials | 000000002200016 | MTR ACC;SEGEL PUTAR PLASTIC | ZM0220 | BH | NORMAL | 69000 | 0 | 0 | 0 | 0 |  | 1003 | HAR-Alat Ukur
5300 | UID Jawa Barat | 5311 | PLN UP3 Cirebon | 2360 | Gd Ry Cilimus | ZST1 | PLN Stock Materials | 000000002190224 | MTR;kWH E-PR;;1P;230V;5-60A;1;;2W | ZM0219 | BH | NORMAL | 6 | 0 | 0 | 0 | 0 |  | 1003 | HAR-Alat Ukur
5300 | UID Jawa Barat | 5311 | PLN UP3 Cirebon | 2310 | Gd Ry Kuningan | ZST1 | PLN Stock Materials | 000000002190224 | MTR;kWH E-PR;;1P;230V;5-60A;1;;2W | ZM0219 | BH | NORMAL | 130 | 0 | 0 | 0 | 0 |  | 1003 | HAR-Alat Ukur
5300 | UID Jawa Barat | 5311 | PLN UP3 Cirebon | 2000 | APJ Cirebon | ZST1 | PLN Stock Materials | 000000002190224 | MTR;kWH E-PR;;1P;230V;5-60A;1;;2W | ZM0219 | BH | NORMAL | 950 | 0 | 0 | 0 | 0 |  | 1003 | HAR-Alat Ukur
5300 | UID Jawa Barat | 5311 | PLN UP3 Cirebon | 2360 | Gd Ry Cilimus | ZST1 | PLN Stock Materials | 000000002190252 | MTR;kWH E-PR;;3P;230/400V;5-80A;1;;4W | ZM0219 | BH | NORMAL | 20 | 0 | 0 | 0 | 0 |  | 1003 | HAR-Alat Ukur
5300 | UID Jawa Barat | 5311 | PLN UP3 Cirebon | 2340 | Gd Ry Ciledug | ZST1 | PLN Stock Materials | 000000002190252 | MTR;kWH E-PR;;3P;230/400V;5-80A;1;;4W | ZM0219 | BH | NORMAL | 13 | 0 | 0 | 0 | 0 |  | 1003 | HAR-Alat Ukur
5300 | UID Jawa Barat | 5311 | PLN UP3 Cirebon | 2320 | Gd Ry Sumber | ZST1 | PLN Stock Materials | 000000002190252 | MTR;kWH E-PR;;3P;230/400V;5-80A;1;;4W | ZM0219 | BH | NORMAL | 115 | 0 | 0 | 0 | 0 |  | 1003 | HAR-Alat Ukur
5300 | UID Jawa Barat | 5311 | PLN UP3 Cirebon | 2310 | Gd Ry Kuningan | ZST1 | PLN Stock Materials | 000000002190252 | MTR;kWH E-PR;;3P;230/400V;5-80A;1;;4W | ZM0219 | BH | NORMAL | 10 | 0 | 0 | 0 | 0 |  | 1003 | HAR-Alat Ukur
5300 | UID Jawa Barat | 5311 | PLN UP3 Cirebon | 2300 | Gd Ry CirebonKot | ZST1 | PLN Stock Materials | 000000002190252 | MTR;kWH E-PR;;3P;230/400V;5-80A;1;;4W | ZM0219 | BH | NORMAL | 2 | 0 | 0 | 0 | 0 |  | 1003 | HAR-Alat Ukur
5300 | UID Jawa Barat | 5311 | PLN UP3 Cirebon | 2000 | APJ Cirebon | ZST1 | PLN Stock Materials | 000000002190252 | MTR;kWH E-PR;;3P;230/400V;5-80A;1;;4W | ZM0219 | BH | NORMAL | 100 | 0 | 0 | 0 | 0 |  | 1003 | HAR-Alat Ukur
5300 | UID Jawa Barat | 5311 | PLN UP3 Cirebon | 2360 | Gd Ry Cilimus | ZST1 | PLN Stock Materials | 000000002190218 | MTR;kWH E;;3P;230/400V;5-80A;1;;4W | ZM0219 | BH | NORMAL | 4 | 0 | 0 | 0 | 0 |  | 1003 | HAR-Alat Ukur
5300 | UID Jawa Barat | 5311 | PLN UP3 Cirebon | 2000 | APJ Cirebon | ZST1 | PLN Stock Materials | 000000002190218 | MTR;kWH E;;3P;230/400V;5-80A;1;;4W | ZM0219 | BH | NORMAL | 52 | 0 | 0 | 0 | 0 |  | 1003 | HAR-Alat Ukur
5300 | UID Jawa Barat | 5311 | PLN UP3 Cirebon | 2340 | Gd Ry Ciledug | ZST1 | PLN Stock Materials | 000000002190841 | MTR;KWHEXIM;;1P;230/400V;5-60A;1;;2W | ZM0219 | BH | NORMAL | 8 | 0 | 0 | 0 | 0 |  | 1003 | HAR-Alat Ukur
5300 | UID Jawa Barat | 5311 | PLN UP3 Cirebon | 2310 | Gd Ry Kuningan | ZST1 | PLN Stock Materials | 000000002190841 | MTR;KWHEXIM;;1P;230/400V;5-60A;1;;2W | ZM0219 | BH | NORMAL | 16 | 0 | 0 | 0 | 0 |  | 1003 | HAR-Alat Ukur
5300 | UID Jawa Barat | 5311 | PLN UP3 Cirebon | 2000 | APJ Cirebon | ZST1 | PLN Stock Materials | 000000002190841 | MTR;KWHEXIM;;1P;230/400V;5-60A;1;;2W | ZM0219 | BH | NORMAL | 92 | 0 | 0 | 0 | 0 |  | 1003 | HAR-Alat Ukur
5300 | UID Jawa Barat | 5311 | PLN UP3 Cirebon | 2320 | Gd Ry Sumber | ZST1 | PLN Stock Materials | 000000002190438 | MTR;kWHE;;3P;57.7/100V-230/400;5A;0.5;4W | ZM0219 | BH | NORMAL | 39 | 0 | 0 | 0 | 0 |  | 1003 | HAR-Alat Ukur
5300 | UID Jawa Barat | 5311 | PLN UP3 Cirebon | 2310 | Gd Ry Kuningan | ZST1 | PLN Stock Materials | 000000002190438 | MTR;kWHE;;3P;57.7/100V-230/400;5A;0.5;4W | ZM0219 | BH | NORMAL | 6 | 0 | 0 | 0 | 0 |  | 1003 | HAR-Alat Ukur
5300 | UID Jawa Barat | 5311 | PLN UP3 Cirebon | 2000 | APJ Cirebon | ZST1 | PLN Stock Materials | 000000003040031 | POLE ACC;CR ARM UNP80X50X6X3000mm GALV | ZM0304 | BH | NORMAL | 36 | 0 | 0 | 0 | 0 |  | 1004 | HAR-Menara&Tiang
5300 | UID Jawa Barat | 5311 | PLN UP3 Cirebon | 2000 | APJ Cirebon | ZST1 | PLN Stock Materials | 000000003040345 | POLE ACC;EXPANDING ANCHOR 3/4" | ZM0304 | BH | NORMAL | 86 | 0 | 0 | 0 | 0 |  | 1004 | HAR-Menara&Tiang
5300 | UID Jawa Barat | 5311 | PLN UP3 Cirebon | 2000 | APJ Cirebon | ZST1 | PLN Stock Materials | 000000003040114 | POLE ACC;GUY WIRE 35mm2 | ZM0304 | M | NORMAL | 100 | 0 | 0 | 0 | 0 |  | 1004 | HAR-Menara&Tiang
5300 | UID Jawa Barat | 5311 | PLN UP3 Cirebon | 2000 | APJ Cirebon | ZST1 | PLN Stock Materials | 000000003040299 | POLE ACC;PREFORMED GRIP T22mm2 | ZM0304 | BH | NORMAL | 665 | 0 | 0 | 0 | 0 |  | 1004 | HAR-Menara&Tiang
5300 | UID Jawa Barat | 5311 | PLN UP3 Cirebon | 2000 | APJ Cirebon | ZST1 | PLN Stock Materials | 000000003040410 | POLE ACC;SACHLE ANCHOR 3/4" | ZM0304 | BH | NORMAL | 191 | 0 | 0 | 0 | 0 |  | 1004 | HAR-Menara&Tiang
5300 | UID Jawa Barat | 5311 | PLN UP3 Cirebon | 2000 | APJ Cirebon | ZST1 | PLN Stock Materials | 000000003040305 | POLE ACC;STAINLESS STEEL STRAP 20X0.7mm | ZM0304 | M | NORMAL | 335 | 0 | 0 | 0 | 0 |  | 1004 | HAR-Menara&Tiang
5300 | UID Jawa Barat | 5311 | PLN UP3 Cirebon | 2000 | APJ Cirebon | ZST1 | PLN Stock Materials | 000000003040331 | POLE ACC;STEEL WIRE GALV 35mm2 | ZM0304 | M | NORMAL | 2331 | 0 | 0 | 0 | 0 |  | 1004 | HAR-Menara&Tiang
5300 | UID Jawa Barat | 5311 | PLN UP3 Cirebon | 2000 | APJ Cirebon | ZST1 | PLN Stock Materials | 000000003040314 | POLE ACC;THIMBLE 55mm2 | ZM0304 | BH | NORMAL | 194 | 0 | 0 | 0 | 0 |  | 1004 | HAR-Menara&Tiang
5300 | UID Jawa Barat | 5311 | PLN UP3 Cirebon | 2000 | APJ Cirebon | ZST1 | PLN Stock Materials | 000000003040398 | POLE ACC;TRAVERS;AFSPAN-O;U100X1800 | ZM0304 | SET | NORMAL | 62 | 0 | 0 | 0 | 0 |  | 1004 | HAR-Menara&Tiang
5300 | UID Jawa Barat | 5311 | PLN UP3 Cirebon | 2000 | APJ Cirebon | ZST1 | PLN Stock Materials | 000000003040399 | POLE ACC;TRAVERS;AFSPAN-O;U100X2000 | ZM0304 | SET | NORMAL | 110 | 0 | 0 | 0 | 0 |  | 1004 | HAR-Menara&Tiang
5300 | UID Jawa Barat | 5311 | PLN UP3 Cirebon | 2000 | APJ Cirebon | ZST1 | PLN Stock Materials | 000000003040400 | POLE ACC;TRAVERS;AFSPAN-O;U100X2500 | ZM0304 | SET | NORMAL | 15 | 0 | 0 | 0 | 0 |  | 1004 | HAR-Menara&Tiang
5300 | UID Jawa Barat | 5311 | PLN UP3 Cirebon | 2000 | APJ Cirebon | ZST1 | PLN Stock Materials | 000000003040401 | POLE ACC;TRAVERS;AFSPAN-O;U100X3000 | ZM0304 | SET | NORMAL | 2 | 0 | 0 | 0 | 0 |  | 1004 | HAR-Menara&Tiang
5300 | UID Jawa Barat | 5311 | PLN UP3 Cirebon | 2000 | APJ Cirebon | ZST1 | PLN Stock Materials | 000000003040358 | POLE ACC;TRAVERS;TMP-O;U100X1800 | ZM0304 | SET | NORMAL | 97 | 0 | 0 | 0 | 0 |  | 1004 | HAR-Menara&Tiang
5300 | UID Jawa Barat | 5311 | PLN UP3 Cirebon | 2000 | APJ Cirebon | ZST1 | PLN Stock Materials | 000000003040373 | POLE ACC;TRAVERS;TMP-V-O;U100X1800 | ZM0304 | SET | NORMAL | 39 | 0 | 0 | 0 | 0 |  | 1004 | HAR-Menara&Tiang
5300 | UID Jawa Barat | 5311 | PLN UP3 Cirebon | 2000 | APJ Cirebon | ZST1 | PLN Stock Materials | 000000003040320 | POLE ACC;TURN BUCKLE 3/4" | ZM0304 | BH | NORMAL | 90 | 0 | 0 | 0 | 0 |  | 1004 | HAR-Menara&Tiang
5300 | UID Jawa Barat | 5311 | PLN UP3 Cirebon | 2320 | Gd Ry Sumber | ZST1 | PLN Stock Materials | 000000004120049 | BOX;APPIII;ST PLATE 2mm; | ZM0412 | BH | NORMAL | 43 | 0 | 0 | 0 | 0 |  | 1005 | HAR-Persediaan Umum
5300 | UID Jawa Barat | 5311 | PLN UP3 Cirebon | 2310 | Gd Ry Kuningan | ZST1 | PLN Stock Materials | 000000004120049 | BOX;APPIII;ST PLATE 2mm; | ZM0412 | BH | NORMAL | 7 | 0 | 0 | 0 | 0 |  | 1005 | HAR-Persediaan Umum
5300 | UID Jawa Barat | 5311 | PLN UP3 Cirebon | 2000 | APJ Cirebon | ZST1 | PLN Stock Materials | 000000004120049 | BOX;APPIII;ST PLATE 2mm; | ZM0412 | BH | NORMAL | 226 | 0 | 0 | 0 | 0 |  | 1005 | HAR-Persediaan Umum
5300 | UID Jawa Barat | 5311 | PLN UP3 Cirebon | 2000 | APJ Cirebon | ZST1 | PLN Stock Materials | 000000004120027 | BOX;APPI;ST PLATE 2mm; | ZM0412 | BH | NORMAL | 2401 | 0 | 0 | 0 | 0 |  | 1005 | HAR-Persediaan Umum
5300 | UID Jawa Barat | 5311 | PLN UP3 Cirebon | 2000 | APJ Cirebon | ZST1 | PLN Stock Materials | 000000004120075 | BOX;APPVI KHUSUS;ST PLATE 2mm;88X55X28cm | ZM0412 | BH | NORMAL | 9 | 0 | 0 | 0 | 0 |  | 1005 | HAR-Persediaan Umum
5300 | UID Jawa Barat | 5311 | PLN UP3 Cirebon | 2000 | APJ Cirebon | ZST1 | PLN Stock Materials | 000000004120014 | BOX;GD KIOS;ST PLATE 3mm;250X250X190cm | ZM0412 | U | NORMAL | 3 | 0 | 0 | 0 | 0 |  | 1005 | HAR-Persediaan Umum
5300 | UID Jawa Barat | 5311 | PLN UP3 Cirebon | 2320 | Gd Ry Sumber | ZST1 | PLN Stock Materials | 000000004120016 | BOX;kWH E;ST PLATE 2mm;600X400X300mm | ZM0412 | BH | NORMAL | 1 | 0 | 0 | 0 | 0 |  | 1005 | HAR-Persediaan Umum
5300 | UID Jawa Barat | 5311 | PLN UP3 Cirebon | 2000 | APJ Cirebon | ZST1 | PLN Stock Materials | 000000004120016 | BOX;kWH E;ST PLATE 2mm;600X400X300mm | ZM0412 | BH | NORMAL | 1 | 0 | 0 | 0 | 0 |  | 1005 | HAR-Persediaan Umum
5300 | UID Jawa Barat | 5311 | PLN UP3 Cirebon | 2320 | Gd Ry Sumber | ZST1 | PLN Stock Materials | 000000004120105 | BOX;MER TRIP MODEM MCCB CT TR 105KVA | ZM0412 | SET | NORMAL | 1 | 0 | 0 | 0 | 0 |  | 1005 | HAR-Persediaan Umum
5300 | UID Jawa Barat | 5311 | PLN UP3 Cirebon | 2000 | APJ Cirebon | ZST1 | PLN Stock Materials | 000000004120105 | BOX;MER TRIP MODEM MCCB CT TR 105KVA | ZM0412 | SET | NORMAL | 1 | 0 | 0 | 0 | 0 |  | 1005 | HAR-Persediaan Umum
5300 | UID Jawa Barat | 5311 | PLN UP3 Cirebon | 2360 | Gd Ry Cilimus | ZST1 | PLN Stock Materials | 000000004120106 | BOX;MER TRIP MODEM MCCB CT TR 131KVA | ZM0412 | SET | NORMAL | 1 | 0 | 0 | 0 | 0 |  | 1005 | HAR-Persediaan Umum
5300 | UID Jawa Barat | 5311 | PLN UP3 Cirebon | 2000 | APJ Cirebon | ZST1 | PLN Stock Materials | 000000004120106 | BOX;MER TRIP MODEM MCCB CT TR 131KVA | ZM0412 | SET | NORMAL | 2 | 0 | 0 | 0 | 0 |  | 1005 | HAR-Persediaan Umum
5300 | UID Jawa Barat | 5311 | PLN UP3 Cirebon | 2000 | APJ Cirebon | ZST1 | PLN Stock Materials | 000000004120107 | BOX;MER TRIP MODEM MCCB CT TR 147KVA | ZM0412 | SET | NORMAL | 4 | 0 | 0 | 0 | 0 |  | 1005 | HAR-Persediaan Umum
5300 | UID Jawa Barat | 5311 | PLN UP3 Cirebon | 2320 | Gd Ry Sumber | ZST1 | PLN Stock Materials | 000000004120108 | BOX;MER TRIP MODEM MCCB CT TR 164KVA | ZM0412 | SET | NORMAL | 2 | 0 | 0 | 0 | 0 |  | 1005 | HAR-Persediaan Umum
5300 | UID Jawa Barat | 5311 | PLN UP3 Cirebon | 2000 | APJ Cirebon | ZST1 | PLN Stock Materials | 000000004120108 | BOX;MER TRIP MODEM MCCB CT TR 164KVA | ZM0412 | SET | NORMAL | 3 | 0 | 0 | 0 | 0 |  | 1005 | HAR-Persediaan Umum
5300 | UID Jawa Barat | 5311 | PLN UP3 Cirebon | 2340 | Gd Ry Ciledug | ZST1 | PLN Stock Materials | 000000004120109 | BOX;MER TRIP MODEM MCCB CT TR 197KVA | ZM0412 | SET | NORMAL | 1 | 0 | 0 | 0 | 0 |  | 1005 | HAR-Persediaan Umum
5300 | UID Jawa Barat | 5311 | PLN UP3 Cirebon | 2000 | APJ Cirebon | ZST1 | PLN Stock Materials | 000000004120109 | BOX;MER TRIP MODEM MCCB CT TR 197KVA | ZM0412 | SET | NORMAL | 7 | 0 | 0 | 0 | 0 |  | 1005 | HAR-Persediaan Umum
5300 | UID Jawa Barat | 5311 | PLN UP3 Cirebon | 2360 | Gd Ry Cilimus | ZST1 | PLN Stock Materials | 000000004120101 | BOX;MER TRIP MODEM MCCB CT TR 41,5KVA EN | ZM0412 | SET | NORMAL | 1 | 0 | 0 | 0 | 0 |  | 1005 | HAR-Persediaan Umum
5300 | UID Jawa Barat | 5311 | PLN UP3 Cirebon | 2320 | Gd Ry Sumber | ZST1 | PLN Stock Materials | 000000004120101 | BOX;MER TRIP MODEM MCCB CT TR 41,5KVA EN | ZM0412 | SET | NORMAL | 2 | 0 | 0 | 0 | 0 |  | 1005 | HAR-Persediaan Umum
5300 | UID Jawa Barat | 5311 | PLN UP3 Cirebon | 2310 | Gd Ry Kuningan | ZST1 | PLN Stock Materials | 000000004120101 | BOX;MER TRIP MODEM MCCB CT TR 41,5KVA EN | ZM0412 | SET | NORMAL | 1 | 0 | 0 | 0 | 0 |  | 1005 | HAR-Persediaan Umum
5300 | UID Jawa Barat | 5311 | PLN UP3 Cirebon | 2000 | APJ Cirebon | ZST1 | PLN Stock Materials | 000000004120101 | BOX;MER TRIP MODEM MCCB CT TR 41,5KVA EN | ZM0412 | SET | NORMAL | 16 | 0 | 0 | 0 | 0 |  | 1005 | HAR-Persediaan Umum
5300 | UID Jawa Barat | 5311 | PLN UP3 Cirebon | 2320 | Gd Ry Sumber | ZST1 | PLN Stock Materials | 000000004120102 | BOX;MER TRIP MODEM MCCB CT TR 53KVA | ZM0412 | SET | NORMAL | 3 | 0 | 0 | 0 | 0 |  | 1005 | HAR-Persediaan Umum
5300 | UID Jawa Barat | 5311 | PLN UP3 Cirebon | 2310 | Gd Ry Kuningan | ZST1 | PLN Stock Materials | 000000004120102 | BOX;MER TRIP MODEM MCCB CT TR 53KVA | ZM0412 | SET | NORMAL | 1 | 0 | 0 | 0 | 0 |  | 1005 | HAR-Persediaan Umum
5300 | UID Jawa Barat | 5311 | PLN UP3 Cirebon | 2000 | APJ Cirebon | ZST1 | PLN Stock Materials | 000000004120102 | BOX;MER TRIP MODEM MCCB CT TR 53KVA | ZM0412 | SET | NORMAL | 6 | 0 | 0 | 0 | 0 |  | 1005 | HAR-Persediaan Umum
5300 | UID Jawa Barat | 5311 | PLN UP3 Cirebon | 2340 | Gd Ry Ciledug | ZST1 | PLN Stock Materials | 000000004120103 | BOX;MER TRIP MODEM MCCB CT TR 66KVA | ZM0412 | SET | NORMAL | 2 | 0 | 0 | 0 | 0 |  | 1005 | HAR-Persediaan Umum
5300 | UID Jawa Barat | 5311 | PLN UP3 Cirebon | 2320 | Gd Ry Sumber | ZST1 | PLN Stock Materials | 000000004120103 | BOX;MER TRIP MODEM MCCB CT TR 66KVA | ZM0412 | SET | NORMAL | 1 | 0 | 0 | 0 | 0 |  | 1005 | HAR-Persediaan Umum
5300 | UID Jawa Barat | 5311 | PLN UP3 Cirebon | 2310 | Gd Ry Kuningan | ZST1 | PLN Stock Materials | 000000004120103 | BOX;MER TRIP MODEM MCCB CT TR 66KVA | ZM0412 | SET | NORMAL | 1 | 0 | 0 | 0 | 0 |  | 1005 | HAR-Persediaan Umum
5300 | UID Jawa Barat | 5311 | PLN UP3 Cirebon | 2000 | APJ Cirebon | ZST1 | PLN Stock Materials | 000000004120103 | BOX;MER TRIP MODEM MCCB CT TR 66KVA | ZM0412 | SET | NORMAL | 5 | 0 | 0 | 0 | 0 |  | 1005 | HAR-Persediaan Umum
5300 | UID Jawa Barat | 5311 | PLN UP3 Cirebon | 2320 | Gd Ry Sumber | ZST1 | PLN Stock Materials | 000000004120104 | BOX;MER TRIP MODEM MCCB CT TR 82,5KVA | ZM0412 | SET | NORMAL | 2 | 0 | 0 | 0 | 0 |  | 1005 | HAR-Persediaan Umum
5300 | UID Jawa Barat | 5311 | PLN UP3 Cirebon | 2000 | APJ Cirebon | ZST1 | PLN Stock Materials | 000000004120104 | BOX;MER TRIP MODEM MCCB CT TR 82,5KVA | ZM0412 | SET | NORMAL | 6 | 0 | 0 | 0 | 0 |  | 1005 | HAR-Persediaan Umum
5300 | UID Jawa Barat | 5311 | PLN UP3 Cirebon | 2000 | APJ Cirebon | ZST1 | PLN Stock Materials | 000000004150080 | PANEL ACC;MAIN SWITCH 400V 3P 1250A | ZM0415 | BH | NORMAL | 4 | 0 | 0 | 0 | 0 |  | 1005 | HAR-Persediaan Umum
5300 | UID Jawa Barat | 5311 | PLN UP3 Cirebon | 2000 | APJ Cirebon | ZST1 | PLN Stock Materials | 000000004150063 | PANEL ACC;MAIN SWITCH 400V 630A 3P | ZM0415 | BH | NORMAL | 1 | 0 | 0 | 0 | 0 |  | 1005 | HAR-Persediaan Umum
5300 | UID Jawa Barat | 5311 | PLN UP3 Cirebon | 2000 | APJ Cirebon | ZST1 | PLN Stock Materials | 000000004190242 | UNIV ACC;BOLT&NUT GALV 16X50mm+WSH | ZM0419 | BH | NORMAL | 130 | 0 | 0 | 0 | 0 |  | 1005 | HAR-Persediaan Umum
5300 | UID Jawa Barat | 5311 | PLN UP3 Cirebon | 2000 | APJ Cirebon | ZST1 | PLN Stock Materials | 000000004190248 | UNIV ACC;CR ARM L 50X50X5X6000mm | ZM0419 | BH | NORMAL | 19 | 0 | 0 | 0 | 0 |  | 1005 | HAR-Persediaan Umum
5300 | UID Jawa Barat | 5311 | PLN UP3 Cirebon | 2320 | Gd Ry Sumber | ZST1 | PLN Stock Materials | 000000004190261 | UNIV ACC;GROUND ROD CU 3/4"X2500mm | ZM0419 | BTG | NORMAL | 30 | 0 | 0 | 0 | 0 |  | 1005 | HAR-Persediaan Umum
5300 | UID Jawa Barat | 5311 | PLN UP3 Cirebon | 2000 | APJ Cirebon | ZST1 | PLN Stock Materials | 000000004190261 | UNIV ACC;GROUND ROD CU 3/4"X2500mm | ZM0419 | BTG | NORMAL | 114 | 0 | 0 | 0 | 0 |  | 1005 | HAR-Persediaan Umum
5300 | UID Jawa Barat | 5311 | PLN UP3 Cirebon | 2000 | APJ Cirebon | ZST1 | PLN Stock Materials | 000000004190264 | UNIV ACC;GROUND ROD CU 5/8"X2750mm | ZM0419 | BTG | NORMAL | 81 | 0 | 0 | 0 | 0 |  | 1005 | HAR-Persediaan Umum
5300 | UID Jawa Barat | 5311 | PLN UP3 Cirebon | 2000 | APJ Cirebon | ZST1 | PLN Stock Materials | 000000004190324 | UNIV ACC;KNIE PVC L 3" | ZM0419 | BH | NORMAL | 20 | 0 | 0 | 0 | 0 |  | 1005 | HAR-Persediaan Umum
5300 | UID Jawa Barat | 5311 | PLN UP3 Cirebon | 2360 | Gd Ry Cilimus | ZST1 | PLN Stock Materials | 000000004190268 | UNIV ACC;PIPE GALV 0.75"X3m FOR GROUND | ZM0419 | BTG | NORMAL | 3 | 0 | 0 | 0 | 0 |  | 1005 | HAR-Persediaan Umum
5300 | UID Jawa Barat | 5311 | PLN UP3 Cirebon | 2000 | APJ Cirebon | ZST1 | PLN Stock Materials | 000000004190268 | UNIV ACC;PIPE GALV 0.75"X3m FOR GROUND | ZM0419 | BTG | NORMAL | 760 | 0 | 0 | 0 | 0 |  | 1005 | HAR-Persediaan Umum
5300 | UID Jawa Barat | 5311 | PLN UP3 Cirebon | 2000 | APJ Cirebon | ZST1 | PLN Stock Materials | 000000004190325 | UNIV ACC;PIPE GALV 3"X1m | ZM0419 | BTG | NORMAL | 6 | 0 | 0 | 0 | 0 |  | 1005 | HAR-Persediaan Umum
5300 | UID Jawa Barat | 5311 | PLN UP3 Cirebon | 2320 | Gd Ry Sumber | ZST1 | PLN Stock Materials | 000000004191929 | UNIV ACC;WESTPEX 20mm | ZM0419 | M | NORMAL | 100 | 0 | 0 | 0 | 0 |  | 1005 | HAR-Persediaan Umum
5300 | UID Jawa Barat | 5311 | PLN UP3 Cirebon | 2000 | APJ Cirebon | ZST1 | PLN Stock Materials | 000000004191929 | UNIV ACC;WESTPEX 20mm | ZM0419 | M | NORMAL | 1800 | 0 | 0 | 0 | 0 |  | 1005 | HAR-Persediaan Umum
5300 | UID Jawa Barat | 5311 | PLN UP3 Cirebon | 2000 | APJ Cirebon | ZST1 | PLN Stock Materials | 000000003120020 | CABLE PWR ACC;CABLE TRAY 1M | ZM0312 | BH | BURSA | 1 | 0 | 0 | 0 | 0 |  | 1020 | HAR-Material Bursa
5300 | UID Jawa Barat | 5311 | PLN UP3 Cirebon | 2000 | APJ Cirebon | ZST1 | PLN Stock Materials | 000000003060044 | COND ACC;DOUBLE TIE | ZM0306 | BH | BURSA | 10071 | 0 | 0 | 0 | 0 |  | 1020 | HAR-Material Bursa
5300 | UID Jawa Barat | 5311 | PLN UP3 Cirebon | 2000 | APJ Cirebon | ZST1 | PLN Stock Materials | 000000003060167 | COND ACC;PREFORMED TIE 150mm2 | ZM0306 | BH | BURSA | 17539 | 0 | 0 | 0 | 0 |  | 1020 | HAR-Material Bursa
5300 | UID Jawa Barat | 5311 | PLN UP3 Cirebon | 2000 | APJ Cirebon | ZST1 | PLN Stock Materials | 000000003060045 | COND ACC;SIDE TIE | ZM0306 | BH | BURSA | 3184 | 0 | 0 | 0 | 0 |  | 1020 | HAR-Material Bursa
5300 | UID Jawa Barat | 5311 | PLN UP3 Cirebon | 2000 | APJ Cirebon | ZST1 | PLN Stock Materials | 000000002050106 | CT;380/220V;RING;250/5A;0.5;5VA;P | ZM0205 | BH | BURSA | 229 | 0 | 0 | 0 | 0 |  | 1020 | HAR-Material Bursa
5300 | UID Jawa Barat | 5311 | PLN UP3 Cirebon | 2000 | APJ Cirebon | ZST1 | PLN Stock Materials | 000000002050107 | CT;380/220V;RING;250/5A;1;5VA;P | ZM0205 | BH | BURSA | 141 | 0 | 0 | 0 | 0 |  | 1020 | HAR-Material Bursa
5300 | UID Jawa Barat | 5311 | PLN UP3 Cirebon | 2000 | APJ Cirebon | ZST1 | PLN Stock Materials | 000000002050110 | CT;380/220V;RING;300/5A;1;5VA;P | ZM0205 | BH | BURSA | 50 | 0 | 0 | 0 | 0 |  | 1020 | HAR-Material Bursa
5300 | UID Jawa Barat | 5311 | PLN UP3 Cirebon | 2000 | APJ Cirebon | ZST1 | PLN Stock Materials | 000000002050523 | CT;380/220V;RING;400/5A;0.5;15VA;ID | ZM0205 | BH | BURSA | 3 | 0 | 0 | 0 | 0 |  | 1020 | HAR-Material Bursa
5300 | UID Jawa Barat | 5311 | PLN UP3 Cirebon | 2000 | APJ Cirebon | ZST1 | PLN Stock Materials | 000000002050112 | CT;380/220V;RING;400/5A;0.5;5VA;P | ZM0205 | BH | BURSA | 10 | 0 | 0 | 0 | 0 |  | 1020 | HAR-Material Bursa
5300 | UID Jawa Barat | 5311 | PLN UP3 Cirebon | 2000 | APJ Cirebon | ZST1 | PLN Stock Materials | 000000002050124 | CT;380/220V;RING;75/5A;0.5;5VA;P | ZM0205 | BH | BURSA | 30 | 0 | 0 | 0 | 0 |  | 1020 | HAR-Material Bursa
5300 | UID Jawa Barat | 5311 | PLN UP3 Cirebon | 2000 | APJ Cirebon | ZST1 | PLN Stock Materials | 000000002050139 | CT;380/220V;SQUARE;250/5A;0.5;5VA;P | ZM0205 | BH | BURSA | 377 | 0 | 0 | 0 | 0 |  | 1020 | HAR-Material Bursa
5300 | UID Jawa Barat | 5311 | PLN UP3 Cirebon | 2000 | APJ Cirebon | ZST1 | PLN Stock Materials | 000000002050146 | CT;380/220V;SQUARE;400/5A;0.5;5VA;P | ZM0205 | BH | BURSA | 8 | 0 | 0 | 0 | 0 |  | 1020 | HAR-Material Bursa
5300 | UID Jawa Barat | 5311 | PLN UP3 Cirebon | 2000 | APJ Cirebon | ZST1 | PLN Stock Materials | 000000002050155 | CT;380/220V;SQUARE;600/5A;0.5;5VA;P | ZM0205 | BH | BURSA | 27 | 0 | 0 | 0 | 0 |  | 1020 | HAR-Material Bursa
5300 | UID Jawa Barat | 5311 | PLN UP3 Cirebon | 2000 | APJ Cirebon | ZST1 | PLN Stock Materials | 000000002050158 | CT;380/220V;SQUARE;75/5A;0.5;5VA;P | ZM0205 | BH | BURSA | 9 | 0 | 0 | 0 | 0 |  | 1020 | HAR-Material Bursa
5300 | UID Jawa Barat | 5311 | PLN UP3 Cirebon | 2000 | APJ Cirebon | ZST1 | PLN Stock Materials | 000000003130083 | JOINT;1kV;CU-CU;10-16/10-16mm2;;3P;PRHS | ZM0313 | SET | BURSA | 80 | 0 | 0 | 0 | 0 |  | 1020 | HAR-Material Bursa
5300 | UID Jawa Barat | 5311 | PLN UP3 Cirebon | 2000 | APJ Cirebon | ZST1 | PLN Stock Materials | 000000003250045 | MCB;230/400V;1P;1.2A;50Hz; | ZM0325 | BH | BURSA | 53 | 0 | 0 | 0 | 0 |  | 1020 | HAR-Material Bursa
5300 | UID Jawa Barat | 5311 | PLN UP3 Cirebon | 2000 | APJ Cirebon | ZST1 | PLN Stock Materials | 000000004190100 | UNIV ACC;D ARM BOLT DIA17X350mm | ZM0419 | BH | BURSA | 9 | 0 | 0 | 0 | 0 |  | 1020 | HAR-Material Bursa
5300 | UID Jawa Barat | 5311 | PLN UP3 Cirebon | 2000 | APJ Cirebon | ZST1 | PLN Stock Materials | 000000003280459 | CONN;1KV;CCO;AL;50-70/50-70;INSUL;PITA | ZM0328 | BH | NORMAL | 416 | 0 | 0 | 0 | 0 |  | 2001 | PDP-Switchgear&Jaringan